{"text_format":"3","workbook":"xls","n_sheets":25,"sheets":["3.1 E.1 分部分项工程量清单计价表(所有标题)","5.1 E.1 分部分项工程量清单计价表(所有标题)","6.1 E.1 分部分项工程量清单计价表(所有标题)","7.1 E.1 分部分项工程量清单计价表(所有标题)","8.1 E.1 分部分项工程量清单计价表(所有标题)","9.1 E.1 分部分项工程量清单计价表(所有标题)","10.1 E.1 分部分项工程量清单计价表(所有标题)","11.1 E.1 分部分项工程量清单计价表(所有标题)","12.1 E.1 分部分项工程量清单计价表(所有标题)","13.1 E.1 分部分项工程量清单计价表(所有标题)","14.1 E.1 分部分项工程量清单计价表(所有标题)","15.1 E.1 分部分项工程量清单计价表(所有标题)","16.1 E.1 分部分项工程量清单计价表(所有标题)","17.1 E.1 分部分项工程量清单计价表(所有标题)","18.1 E.1 分部分项工程量清单计价表(所有标题)","19.1 E.1 分部分项工程量清单计价表(所有标题)","20.1 E.1 分部分项工程量清单计价表(所有标题)","21.1 E.1 分部分项工程量清单计价表(所有标题)","22.1 E.1 分部分项工程量清单计价表(所有标题)","23.1 E.1 分部分项工程量清单计价表(所有标题)","24.1 E.1 分部分项工程量清单计价表(所有标题)","25.1 E.1 分部分项工程量清单计价表(所有标题)","26.1 E.1 分部分项工程量清单计价表(所有标题)","27.1 E.1 分部分项工程量清单计价表(所有标题)","28.1 E.1 分部分项工程量清单计价表(所有标题)"],"not_rendered":{"external_links":1,"defined_names":25},"read":"whole","date_system":"1900","formulas":"cached_only"}

{"sheet":"3.1 E.1 分部分项工程量清单计价表(所有标题)","index":0,"n_rows":205,"n_cols":14,"rows_kept":205,"merged":[[0,0,0,13],[1,0,1,5],[1,6,1,10],[1,11,1,13],[2,0,4,0],[2,1,4,1],[2,2,4,3],[2,4,4,4],[2,5,4,6],[2,7,4,7],[2,8,2,13],[3,8,4,8],[3,9,4,9],[3,10,3,13],[4,10,4,11],[5,2,5,4],[5,5,5,6],[5,10,5,11],[6,0,8,0],[6,1,8,1],[6,2,8,3],[6,4,8,4],[6,5,8,6],[6,7,8,7],[6,8,8,8],[6,9,8,9],[6,10,8,11],[6,12,8,12],[6,13,8,13],[9,0,11,0],[9,1,11,1],[9,2,11,3],[9,4,11,4],[9,5,11,6],[9,7,11,7],[9,8,11,8],[9,9,11,9],[9,10,11,11],[9,12,11,12],[9,13,11,13],[12,0,14,0],[12,1,14,1],[12,2,14,3],[12,4,14,4],[12,5,14,6],[12,7,14,7],[12,8,14,8],[12,9,14,9],[12,10,14,11],[12,12,14,12],[12,13,14,13],[15,2,15,3],[15,5,15,6],[15,10,15,11],[16,2,16,3],[16,5,16,6],[16,10,16,11],[17,2,17,3],[17,5,17,6],[17,10,17,11],[18,2,18,3],[18,5,18,6],[18,10,18,11],[19,2,19,3],[19,5,19,6],[19,10,19,11],[20,2,20,3],[20,5,20,6],[20,10,20,11],[21,2,21,3],[21,5,21,6],[21,10,21,11],[22,2,22,3],[22,5,22,6],[22,10,22,11],[23,0,23,13],[24,3,24,13],[25,0,25,13],[26,0,26,5],[26,6,26,10],[26,11,26,13],[27,0,29,0],[27,1,29,1],[27,2,29,3],[27,4,29,4],[27,5,29,6],[27,7,29,7],[27,8,27,13],[28,8,29,8],[28,9,29,9],[28,10,28,13],[29,10,29,11],[30,0,32,0],[30,1,32,1],[30,2,32,3],[30,4,32,4],[30,5,32,6],[30,7,32,7],[30,8,32,8],[30,9,32,9],[30,10,32,11],[30,12,32,12],[30,13,32,13],[33,0,35,0],[33,1,35,1],[33,2,35,3],[33,4,35,4],[33,5,35,6],[33,7,35,7],[33,8,35,8],[33,9,35,9],[33,10,35,11],[33,12,35,12],[33,13,35,13],[36,0,37,0],[36,1,37,1],[36,2,37,3],[36,4,37,4],[36,5,37,6],[36,7,37,7],[36,8,37,8],[36,9,37,9],[36,10,37,11],[36,12,37,12],[36,13,37,13],[38,0,39,0],[38,1,39,1],[38,2,39,3],[38,4,39,4],[38,5,39,6],[38,7,39,7],[38,8,39,8],[38,9,39,9],[38,10,39,11],[38,12,39,12],[38,13,39,13],[40,2,40,3],[40,5,40,6],[40,10,40,11],[41,2,41,3],[41,5,41,6],[41,10,41,11],[42,2,42,3],[42,5,42,6],[42,10,42,11],[43,2,43,3],[43,5,43,6],[43,10,43,11],[44,0,44,13],[46,3,46,13],[47,0,47,13],[48,0,48,5],[48,6,48,10],[48,11,48,13],[49,0,51,0],[49,1,51,1],[49,2,51,3],[49,4,51,4],[49,5,51,6],[49,7,51,7],[49,8,49,13],[50,8,51,8],[50,9,51,9],[50,10,50,13],[51,10,51,11],[52,0,53,0],[52,1,53,1],[52,2,53,3],[52,4,53,4],[52,5,53,6],[52,7,53,7],[52,8,53,8],[52,9,53,9],[52,10,53,11],[52,12,53,12],[52,13,53,13],[54,0,56,0],[54,1,56,1],[54,2,56,3],[54,4,56,4],[54,5,56,6],[54,7,56,7],[54,8,56,8],[54,9,56,9],[54,10,56,11],[54,12,56,12],[54,13,56,13],[57,0,58,0],[57,1,58,1],[57,2,58,3],[57,4,58,4],[57,5,58,6],[57,7,58,7],[57,8,58,8],[57,9,58,9],[57,10,58,11],[57,12,58,12],[57,13,58,13],[59,0,60,0],[59,1,60,1],[59,2,60,3],[59,4,60,4],[59,5,60,6],[59,7,60,7],[59,8,60,8],[59,9,60,9],[59,10,60,11],[59,12,60,12],[59,13,60,13],[61,2,61,3],[61,5,61,6],[61,10,61,11],[62,2,62,3],[62,5,62,6],[62,10,62,11],[63,2,63,3],[63,5,63,6],[63,10,63,11],[64,2,64,3],[64,5,64,6],[64,10,64,11],[65,0,65,13],[66,3,66,13],[67,0,67,13],[68,0,68,5],[68,6,68,10],[68,11,68,13],[69,0,71,0],[69,1,71,1],[69,2,71,3],[69,4,71,4],[69,5,71,6],[69,7,71,7],[69,8,69,13],[70,8,71,8],[70,9,71,9],[70,10,70,13],[71,10,71,11],[72,0,73,0],[72,1,73,1],[72,2,73,3],[72,4,73,4],[72,5,73,6],[72,7,73,7],[72,8,73,8],[72,9,73,9],[72,10,73,11],[72,12,73,12],[72,13,73,13],[74,0,75,0],[74,1,75,1],[74,2,75,3],[74,4,75,4],[74,5,75,6],[74,7,75,7],[74,8,75,8],[74,9,75,9],[74,10,75,11],[74,12,75,12],[74,13,75,13],[76,0,77,0],[76,1,77,1],[76,2,77,3],[76,4,77,4],[76,5,77,6],[76,7,77,7],[76,8,77,8],[76,9,77,9],[76,10,77,11],[76,12,77,12],[76,13,77,13],[78,0,79,0],[78,1,79,1],[78,2,79,3],[78,4,79,4],[78,5,79,6],[78,7,79,7],[78,8,79,8],[78,9,79,9],[78,10,79,11],[78,12,79,12],[78,13,79,13],[80,0,81,0],[80,1,81,1],[80,2,81,3],[80,4,81,4],[80,5,81,6],[80,7,81,7],[80,8,81,8],[80,9,81,9],[80,10,81,11],[80,12,81,12],[80,13,81,13],[82,0,83,0],[82,1,83,1],[82,2,83,3],[82,4,83,4],[82,5,83,6],[82,7,83,7],[82,8,83,8],[82,9,83,9],[82,10,83,11],[82,12,83,12],[82,13,83,13],[84,0,85,0],[84,1,85,1],[84,2,85,3],[84,4,85,4],[84,5,85,6],[84,7,85,7],[84,8,85,8],[84,9,85,9],[84,10,85,11],[84,12,85,12],[84,13,85,13],[86,2,86,3],[86,5,86,6],[86,10,86,11],[87,0,87,13],[89,3,89,13],[90,0,90,13],[91,0,91,5],[91,6,91,10],[91,11,91,13],[92,0,94,0],[92,1,94,1],[92,2,94,3],[92,4,94,4],[92,5,94,6],[92,7,94,7],[92,8,92,13],[93,8,94,8],[93,9,94,9],[93,10,93,13],[94,10,94,11],[95,0,96,0],[95,1,96,1],[95,2,96,3],[95,4,96,4],[95,5,96,6],[95,7,96,7],[95,8,96,8],[95,9,96,9],[95,10,96,11],[95,12,96,12],[95,13,96,13],[97,0,98,0],[97,1,98,1],[97,2,98,3],[97,4,98,4],[97,5,98,6],[97,7,98,7],[97,8,98,8],[97,9,98,9],[97,10,98,11],[97,12,98,12],[97,13,98,13],[99,0,100,0],[99,1,100,1],[99,2,100,3],[99,4,100,4],[99,5,100,6],[99,7,100,7],[99,8,100,8],[99,9,100,9],[99,10,100,11],[99,12,100,12],[99,13,100,13],[101,2,101,3],[101,5,101,6],[101,10,101,11],[102,0,103,0],[102,1,103,1],[102,2,103,3],[102,4,103,4],[102,5,103,6],[102,7,103,7],[102,8,103,8],[102,9,103,9],[102,10,103,11],[102,12,103,12],[102,13,103,13],[104,2,104,4],[104,5,104,6],[104,10,104,11],[105,2,105,4],[105,5,105,6],[105,10,105,11],[106,0,107,0],[106,1,107,1],[106,2,107,3],[106,4,107,4],[106,5,107,6],[106,7,107,7],[106,8,107,8],[106,9,107,9],[106,10,107,11],[106,12,107,12],[106,13,107,13],[108,2,108,3],[108,5,108,6],[108,10,108,11],[109,2,109,3],[109,5,109,6],[109,10,109,11],[110,0,110,13],[112,3,112,13],[113,0,113,13],[114,0,114,5],[114,6,114,10],[114,11,114,13],[115,0,117,0],[115,1,117,1],[115,2,117,3],[115,4,117,4],[115,5,117,6],[115,7,117,7],[115,8,115,13],[116,8,117,8],[116,9,117,9],[116,10,116,13],[117,10,117,11],[118,0,119,0],[118,1,119,1],[118,2,119,3],[118,4,119,4],[118,5,119,6],[118,7,119,7],[118,8,119,8],[118,9,119,9],[118,10,119,11],[118,12,119,12],[118,13,119,13],[120,0,121,0],[120,1,121,1],[120,2,121,3],[120,4,121,4],[120,5,121,6],[120,7,121,7],[120,8,121,8],[120,9,121,9],[120,10,121,11],[120,12,121,12],[120,13,121,13],[122,0,123,0],[122,1,123,1],[122,2,123,3],[122,4,123,4],[122,5,123,6],[122,7,123,7],[122,8,123,8],[122,9,123,9],[122,10,123,11],[122,12,123,12],[122,13,123,13],[124,0,125,0],[124,1,125,1],[124,2,125,3],[124,4,125,4],[124,5,125,6],[124,7,125,7],[124,8,125,8],[124,9,125,9],[124,10,125,11],[124,12,125,12],[124,13,125,13],[126,0,127,0],[126,1,127,1],[126,2,127,3],[126,4,127,4],[126,5,127,6],[126,7,127,7],[126,8,127,8],[126,9,127,9],[126,10,127,11],[126,12,127,12],[126,13,127,13],[128,0,129,0],[128,1,129,1],[128,2,129,3],[128,4,129,4],[128,5,129,6],[128,7,129,7],[128,8,129,8],[128,9,129,9],[128,10,129,11],[128,12,129,12],[128,13,129,13],[130,2,130,4],[130,5,130,6],[130,10,130,11],[131,2,131,4],[131,5,131,6],[131,10,131,11],[132,2,132,3],[132,5,132,6],[132,10,132,11],[133,2,133,3],[133,5,133,6],[133,10,133,11],[134,2,134,3],[134,5,134,6],[134,10,134,11],[135,0,135,13],[137,3,137,13],[138,0,138,13],[139,0,139,5],[139,6,139,10],[139,11,139,13],[140,0,142,0],[140,1,142,1],[140,2,142,3],[140,4,142,4],[140,5,142,6],[140,7,142,7],[140,8,140,13],[141,8,142,8],[141,9,142,9],[141,10,141,13],[142,10,142,11],[143,0,144,0],[143,1,144,1],[143,2,144,3],[143,4,144,4],[143,5,144,6],[143,7,144,7],[143,8,144,8],[143,9,144,9],[143,10,144,11],[143,12,144,12],[143,13,144,13],[145,0,146,0],[145,1,146,1],[145,2,146,3],[145,4,146,4],[145,5,146,6],[145,7,146,7],[145,8,146,8],[145,9,146,9],[145,10,146,11],[145,12,146,12],[145,13,146,13],[147,0,148,0],[147,1,148,1],[147,2,148,3],[147,4,148,4],[147,5,148,6],[147,7,148,7],[147,8,148,8],[147,9,148,9],[147,10,148,11],[147,12,148,12],[147,13,148,13],[149,0,150,0],[149,1,150,1],[149,2,150,3],[149,4,150,4],[149,5,150,6],[149,7,150,7],[149,8,150,8],[149,9,150,9],[149,10,150,11],[149,12,150,12],[149,13,150,13],[151,0,152,0],[151,1,152,1],[151,2,152,3],[151,4,152,4],[151,5,152,6],[151,7,152,7],[151,8,152,8],[151,9,152,9],[151,10,152,11],[151,12,152,12],[151,13,152,13],[153,2,153,4],[153,5,153,6],[153,10,153,11],[154,2,154,4],[154,5,154,6],[154,10,154,11],[155,2,155,3],[155,5,155,6],[155,10,155,11],[156,2,156,3],[156,5,156,6],[156,10,156,11],[157,0,157,13],[159,3,159,13],[160,0,160,13],[161,0,161,5],[161,6,161,10],[161,11,161,13],[162,0,164,0],[162,1,164,1],[162,2,164,3],[162,4,164,4],[162,5,164,6],[162,7,164,7],[162,8,162,13],[163,8,164,8],[163,9,164,9],[163,10,163,13],[164,10,164,11],[165,2,165,4],[165,5,165,6],[165,10,165,11],[166,2,166,3],[166,5,166,6],[166,10,166,11],[167,2,167,3],[167,5,167,6],[167,10,167,11],[168,2,168,3],[168,5,168,6],[168,10,168,11],[169,2,169,3],[169,5,169,6],[169,10,169,11],[170,2,170,3],[170,5,170,6],[170,10,170,11],[171,2,171,3],[171,5,171,6],[171,10,171,11],[172,2,172,3],[172,5,172,6],[172,10,172,11],[173,2,173,3],[173,5,173,6],[173,10,173,11],[174,2,174,3],[174,5,174,6],[174,10,174,11],[175,2,175,3],[175,5,175,6],[175,10,175,11],[176,2,176,3],[176,5,176,6],[176,10,176,11],[177,2,177,3],[177,5,177,6],[177,10,177,11],[178,2,178,3],[178,5,178,6],[178,10,178,11],[179,2,179,3],[179,5,179,6],[179,10,179,11],[180,2,180,3],[180,5,180,6],[180,10,180,11],[181,2,181,3],[181,5,181,6],[181,10,181,11],[182,2,182,3],[182,5,182,6],[182,10,182,11],[183,2,183,3],[183,5,183,6],[183,10,183,11],[184,2,184,3],[184,5,184,6],[184,10,184,11],[185,2,185,3],[185,5,185,6],[185,10,185,11],[186,2,186,3],[186,5,186,6],[186,10,186,11],[187,2,187,3],[187,5,187,6],[187,10,187,11],[188,2,188,3],[188,5,188,6],[188,10,188,11],[189,2,189,3],[189,5,189,6],[189,10,189,11],[190,2,190,3],[190,5,190,6],[190,10,190,11],[191,2,191,3],[191,5,191,6],[191,10,191,11],[192,2,192,3],[192,5,192,6],[192,10,192,11],[193,2,193,3],[193,5,193,6],[193,10,193,11],[194,2,194,3],[194,5,194,6],[194,10,194,11],[195,2,195,3],[195,5,195,6],[195,10,195,11],[196,2,196,3],[196,5,196,6],[196,10,196,11],[197,2,197,3],[197,5,197,6],[197,10,197,11],[198,2,198,3],[198,5,198,6],[198,10,198,11],[199,2,199,3],[199,5,199,6],[199,10,199,11],[200,2,200,3],[200,5,200,6],[200,10,200,11],[201,2,201,3],[201,5,201,6],[201,10,201,11],[202,2,202,3],[202,5,202,6],[202,10,202,11],[203,0,203,13],[204,3,204,13]],"flags":["formulas_cached_only"]}
["E.1 分部分项工程量清单计价表"]
["工程名称：景观照明配电工程（展示区景观）",{"$nulls":5},"标段：",{"$nulls":4},"第1页 共8页"]
["序号","项目编码","项目名称",null,"项目特征描述","计量\n单位",null,"工程量","金额（元）"]
[{"$nulls":8},"综合单价","合价","其中"]
[{"$nulls":10},"定额\n人工费",null,"定额\n机械费","暂估价"]
[null,"001","景观照明",{"$nulls":4},""]
["1","030404017001","配电箱",null,"1、名称：景观配电箱  SFJGAL\n2、规格：选用户外型箱体，防护级别IP65,应借助钥匙才能开启\n3、包括设备基础、接地等（100厚石粉垫层，500厚C20砼基础）\n4、未尽事宜详见图纸、图集、规范要求","台",null,"1.000"]
[]
[]
["2","030412004001","装饰灯",null,"1、名称：庭院灯\n2、规格：40W LED灯， H=3.5米 ，太阳能、通电两用灯，用于主要道路\n3、 砼C25基础 500*500*1000\n4、包括基础、预埋件、接地等\n5、未尽事宜详见图纸、图集、规范要求","套",null,"27.000"]
[]
[]
["3","030412004002","装饰灯",null,"1、名称：草坪灯\n2、规格：10W LED灯， H=0.8米 ，用于园路\n3、 砼C20基础 400*400*400\n4、包括基础、预埋件、接地等\n5、未尽事宜详见图纸、图集、规范要求","套",null,"23.000"]
{"$rows_empty":11}
[{"$nulls":3},"测评合格编号:2021JS-02【新点造价软件V10.0安徽版】"]
["E.1 分部分项工程量清单计价表"]
["工程名称：景观照明配电工程（展示区景观）",{"$nulls":5},"标段：",{"$nulls":4},"第2页 共8页"]
["序号","项目编码","项目名称",null,"项目特征描述","计量\n单位",null,"工程量","金额（元）"]
[{"$nulls":8},"综合单价","合价","其中"]
[{"$nulls":10},"定额\n人工费",null,"定额\n机械费","暂估价"]
["4","030412007001","一般路灯",null,"1、名称：路灯\n2、型号、规格：120W LED节能灯，H=4.5米，用于用于行车道\n3、 砼C25基础 500*500*1000\n4、包括基础、预埋件、接地等\n5、未尽事宜详见图纸、图集、规范要求","套",null,"3.000"]
[]
[]
["5","030412004003","装饰灯",null,"1、名称：插地式上射灯 \n2、规格：60W LED灯，460x213mm，用于照射景观树,窄光束,暖黄光，需防水\n3、 砼C20基础 200*300*300\n4、包括基础、预埋件、接地等\n5、未尽事宜详见图纸、图集、规范要求","套",null,"16.000"]
[]
[]
["6","030412004004","装饰灯",null,"1、名称：景墙射灯\n2、规格：30W LED灯，Φ100mm，用于景墙，位于水中的射灯需采用防水上射灯\n3、包括基础、预埋件、接地等\n4、未尽事宜详见图纸、图集、规范要求","套",null,"32.000"]
[]
["7","030412004005","装饰灯",null,"1、名称：萤火虫插地灯\n2、规格：1.2W LED灯，H:730mm，暖光，8头萤火虫灯，用于绿化装饰\n3、未尽事宜详见图纸、图集、规范要求","套",null,"25.000"]
{"$rows_empty":7}
[{"$nulls":3},"测评合格编号:2021JS-02【新点造价软件V10.0安徽版】"]
["E.1 分部分项工程量清单计价表"]
["工程名称：景观照明配电工程（展示区景观）",{"$nulls":5},"标段：",{"$nulls":4},"第3页 共8页"]
["序号","项目编码","项目名称",null,"项目特征描述","计量\n单位",null,"工程量","金额（元）"]
[{"$nulls":8},"综合单价","合价","其中"]
[{"$nulls":10},"定额\n人工费",null,"定额\n机械费","暂估价"]
["8","030412004006","装饰灯",null,"1、名称：LED灯带\n2、规格：10W LED灯， 用于亭、廊、榭、台阶、水景等，位于水中的需防水\n3、未尽事宜详见图纸、图集、规范要求","m",null,"27.060"]
[]
["9","030412004007","装饰灯",null,"1、名称：展示区庭院灯\n2、规格：40W LED灯， H=3.5米 ，造型竹艺灯，用于展示区园路照明\n3、 砼C25基础 500*500*1000\n4、包括基础、预埋件、接地等\n5、未尽事宜详见图纸、图集、规范要求","套",null,"7.000"]
[]
[]
["10","030412004008","装饰灯",null,"1、名称：星星地埋灯\n2、规格：1W LED节能灯 ，32X50mm，圆形防水埋地灯，暖光，用于地面\n3、包括基础、预埋件、接地等\n4、未尽事宜详见图纸、图集、规范要求","套",null,"161.000"]
[]
["11","030412004009","装饰灯",null,"1、名称：高度仿真发光石头\n2、规格：5W LED灯，130x110mm，暖光，透明树脂加玻璃纤维复合材质\n3、包括基础、预埋件、接地等\n4、未尽事宜详见图纸、图集、规范要求","套",null,"6.000"]
[]
[]
[]
[]
[]
[]
[{"$nulls":3},"测评合格编号:2021JS-02【新点造价软件V10.0安徽版】"]
["E.1 分部分项工程量清单计价表"]
["工程名称：景观照明配电工程（展示区景观）",{"$nulls":5},"标段：",{"$nulls":4},"第4页 共8页"]
["序号","项目编码","项目名称",null,"项目特征描述","计量\n单位",null,"工程量","金额（元）"]
[{"$nulls":8},"综合单价","合价","其中"]
[{"$nulls":10},"定额\n人工费",null,"定额\n机械费","暂估价"]
["12","030412004010","装饰灯",null,"1、名称：树上发光星星挂灯\n2、规格：LED灯，暖光，用于造型景观树上，营造氛围，需防水\n3、未尽事宜详见图纸、图集、规范要求","套",null,"5.000"]
[]
["13","WB030501002001","适配器",null,"1、名称：IP68防水适配器\n2、规格型号：220/12V\n3、未尽事宜详见图纸、图集、规范要求","台",null,"1.000"]
[]
["14","030408003001","电缆保护管",null,"1、名称：电缆保护管 \n2、规格：PE40\n3、敷设方式：埋地\n4、未尽事宜详见图纸、图集、规范要求","m",null,"2291.510"]
[]
["15","030408003002","电缆保护管",null,"1、名称：电缆保护管 \n2、规格：PE32\n3、敷设方式：埋地\n4、未尽事宜详见图纸、图集、规范要求","m",null,"31.700"]
[]
["16","030408003003","电缆保护管",null,"1、名称：电缆保护管 \n2、规格：PE25\n3、敷设方式：埋地\n4、未尽事宜详见图纸、图集、规范要求","m",null,"16.400"]
[]
["17","030408001001","电力电缆",null,"1、名称：电力电缆\n2、型号：JHS-2*2.5\n3、未尽事宜详见图纸、图集、规范要求","m",null,"17.700"]
[]
["18","030408001002","电力电缆",null,"1、名称：电力电缆\n2、型号：YJV-4*4\n3、未尽事宜详见图纸、图集、规范要求","m",null,"35.600"]
[]
[]
[]
[]
[{"$nulls":3},"测评合格编号:2021JS-02【新点造价软件V10.0安徽版】"]
["E.1 分部分项工程量清单计价表"]
["工程名称：景观照明配电工程（展示区景观）",{"$nulls":5},"标段：",{"$nulls":4},"第5页 共8页"]
["序号","项目编码","项目名称",null,"项目特征描述","计量\n单位",null,"工程量","金额（元）"]
[{"$nulls":8},"综合单价","合价","其中"]
[{"$nulls":10},"定额\n人工费",null,"定额\n机械费","暂估价"]
["19","030408001003","电力电缆",null,"1、名称：电力电缆\n2、型号：YJV22-3x6\n3、未尽事宜详见图纸、图集、规范要求","m",null,"2030.200"]
[]
["20","030408001004","电力电缆",null,"1、名称：电力电缆\n2、型号：ZRYJV22-5*4\n3、未尽事宜详见图纸、图集、规范要求","m",null,"337.110"]
[]
["21","030408001005","电力电缆",null,"1、名称：电力电缆\n2、型号：ZRYJV22-5*6\n3、未尽事宜详见图纸、图集、规范要求","m",null,"46.630"]
[]
["22","030414002001","送配电装置系统",null,"1、名称：送配电装置系统\n2、未尽事宜详见图纸、图集、规范要求","系统",null,"1.000"]
["23","030404017002","雾森系统高压雾化机系统",null,"1、名称：雾森系统高压雾化机系统\n2、包括雾森系统高压雾化机（7.5KW）、陶瓷高压雾化喷头点位150套及配套管道等\n3、未尽事宜详见图纸、图集、规范要求","套",null,"1.000"]
[]
[null,null,"分部小计",{"$nulls":4},""]
[null,"002","充电桩",{"$nulls":4},""]
["24","030404017003","配电箱",null,"1、名称：充电桩配电箱  CDSW1\n2、规格：室外防水型，防护等级为IP65\n3、挂墙明装，底边距地1.8米\n4、未尽事宜详见图纸、图集、规范要求","台",null,"1.000"]
[]
[]
[]
[]
[]
[{"$nulls":3},"测评合格编号:2021JS-02【新点造价软件V10.0安徽版】"]
["E.1 分部分项工程量清单计价表"]
["工程名称：景观照明配电工程（展示区景观）",{"$nulls":5},"标段：",{"$nulls":4},"第6页 共8页"]
["序号","项目编码","项目名称",null,"项目特征描述","计量\n单位",null,"工程量","金额（元）"]
[{"$nulls":8},"综合单价","合价","其中"]
[{"$nulls":10},"定额\n人工费",null,"定额\n机械费","暂估价"]
["25","030404017004","配电箱",null,"1、名称：充电桩配电箱  SWAW1/2\n2、规格：室外防水型，防护等级为IP65\n3、挂墙明装，底边距地1.8米\n4、未尽事宜详见图纸、图集、规范要求","台",null,"2.000"]
[]
["26","030408003004","电缆保护管",null,"1、名称：电缆保护管 \n2、规格：SC100\n3、敷设方式：埋地\n4、未尽事宜详见图纸、图集、规范要求","m",null,"10.400"]
[]
["27","030408003005","电缆保护管",null,"1、名称：电缆保护管 \n2、规格：SC40\n3、敷设方式：埋地\n4、未尽事宜详见图纸、图集、规范要求","m",null,"1006.920"]
[]
["28","030408001006","电力电缆",null,"1、名称：电力电缆\n2、型号：WDZRYJY-3x10\n3、未尽事宜详见图纸、图集、规范要求","m",null,"1118.190"]
[]
["29","030408001007","电力电缆",null,"1、名称：电力电缆\n2、型号：WDZRYJY-4x70+1x35\n3、未尽事宜详见图纸、图集、规范要求","m",null,"18.820"]
[]
["30","WB030404005001","充电桩",null,"1、名称：充电桩\n2、规格：7kw\n3、安装方式：落地安裝，包括设备基础、调试等全部工作内容","台",null,"24.000"]
[]
[null,null,"分部小计",{"$nulls":4},""]
[null,"003","商铺配电预埋",{"$nulls":4},""]
[]
[]
[]
[]
[]
[{"$nulls":3},"测评合格编号:2021JS-02【新点造价软件V10.0安徽版】"]
["E.1 分部分项工程量清单计价表"]
["工程名称：景观照明配电工程（展示区景观）",{"$nulls":5},"标段：",{"$nulls":4},"第7页 共8页"]
["序号","项目编码","项目名称",null,"项目特征描述","计量\n单位",null,"工程量","金额（元）"]
[{"$nulls":8},"综合单价","合价","其中"]
[{"$nulls":10},"定额\n人工费",null,"定额\n机械费","暂估价"]
["31","030408003006","电缆保护管",null,"1、名称：电缆保护管 \n2、规格：SC80\n3、敷设方式：埋地\n4、未尽事宜详见图纸、图集、规范要求","m",null,"297.750"]
[]
["32","030408003007","电缆保护管",null,"1、名称：电缆保护管 \n2、规格：SC50\n3、敷设方式：埋地\n4、未尽事宜详见图纸、图集、规范要求","m",null,"862.160"]
[]
["33","030408003008","电缆保护管",null,"1、名称：电缆保护管 \n2、规格：SC40\n3、敷设方式：埋地\n4、未尽事宜详见图纸、图集、规范要求","m",null,"13.440"]
[]
["34","030408003009","电缆保护管",null,"1、名称：电缆保护管 \n2、规格：SC32\n3、敷设方式：埋地\n4、未尽事宜详见图纸、图集、规范要求","m",null,"286.360"]
[]
["35"]
[]
[null,null,"分部小计",{"$nulls":4},""]
[null,"004","土方及其他",{"$nulls":4},""]
["36"]
["37"]
[]
[]
[{"$nulls":3},"测评合格编号:2021JS-02【新点造价软件V10.0安徽版】"]
["E.1 分部分项工程量清单计价表"]
["工程名称：景观照明配电工程（展示区景观）",{"$nulls":5},"标段：",{"$nulls":4},"第8页 共8页"]
["序号","项目编码","项目名称",null,"项目特征描述","计量\n单位",null,"工程量","金额（元）"]
[{"$nulls":8},"综合单价","合价","其中"]
[{"$nulls":10},"定额\n人工费",null,"定额\n机械费","暂估价"]
[null,null,"分部小计",{"$nulls":4},""]
{"$rows_empty":38}
[{"$nulls":3},"测评合格编号:2021JS-02【新点造价软件V10.0安徽版】"]

{"sheet":"5.1 E.1 分部分项工程量清单计价表(所有标题)","index":1,"n_rows":84,"n_cols":14,"rows_kept":84,"merged":[[0,0,0,13],[1,0,1,5],[1,6,1,10],[1,11,1,13],[2,0,4,0],[2,1,4,1],[2,2,4,3],[2,4,4,4],[2,5,4,6],[2,7,4,7],[2,8,2,13],[3,8,4,8],[3,9,4,9],[3,10,3,13],[4,10,4,11],[5,2,5,4],[5,5,5,6],[5,10,5,11],[6,0,7,0],[6,1,7,1],[6,2,7,3],[6,4,7,4],[6,5,7,6],[6,7,7,7],[6,8,7,8],[6,9,7,9],[6,10,7,11],[6,12,7,12],[6,13,7,13],[8,2,8,3],[8,5,8,6],[8,10,8,11],[9,2,9,3],[9,5,9,6],[9,10,9,11],[10,2,10,3],[10,5,10,6],[10,10,10,11],[11,0,13,0],[11,1,13,1],[11,2,13,3],[11,4,13,4],[11,5,13,6],[11,7,13,7],[11,8,13,8],[11,9,13,9],[11,10,13,11],[11,12,13,12],[11,13,13,13],[14,2,14,3],[14,5,14,6],[14,10,14,11],[15,2,15,3],[15,5,15,6],[15,10,15,11],[16,2,16,3],[16,5,16,6],[16,10,16,11],[17,2,17,3],[17,5,17,6],[17,10,17,11],[18,2,18,3],[18,5,18,6],[18,10,18,11],[19,0,19,13],[20,3,20,13],[21,0,21,13],[22,0,22,5],[22,6,22,10],[22,11,22,13],[23,0,25,0],[23,1,25,1],[23,2,25,3],[23,4,25,4],[23,5,25,6],[23,7,25,7],[23,8,23,13],[24,8,25,8],[24,9,25,9],[24,10,24,13],[25,10,25,11],[26,2,26,3],[26,5,26,6],[26,10,26,11],[27,2,27,3],[27,5,27,6],[27,10,27,11],[28,2,28,3],[28,5,28,6],[28,10,28,11],[29,2,29,3],[29,5,29,6],[29,10,29,11],[30,2,30,3],[30,5,30,6],[30,10,30,11],[31,0,32,0],[31,1,32,1],[31,2,32,3],[31,4,32,4],[31,5,32,6],[31,7,32,7],[31,8,32,8],[31,9,32,9],[31,10,32,11],[31,12,32,12],[31,13,32,13],[33,0,34,0],[33,1,34,1],[33,2,34,3],[33,4,34,4],[33,5,34,6],[33,7,34,7],[33,8,34,8],[33,9,34,9],[33,10,34,11],[33,12,34,12],[33,13,34,13],[35,0,36,0],[35,1,36,1],[35,2,36,3],[35,4,36,4],[35,5,36,6],[35,7,36,7],[35,8,36,8],[35,9,36,9],[35,10,36,11],[35,12,36,12],[35,13,36,13],[37,2,37,3],[37,5,37,6],[37,10,37,11],[38,2,38,3],[38,5,38,6],[38,10,38,11],[39,2,39,3],[39,5,39,6],[39,10,39,11],[40,2,40,3],[40,5,40,6],[40,10,40,11],[41,0,41,13],[43,3,43,13],[44,0,44,13],[45,0,45,5],[45,6,45,10],[45,11,45,13],[46,0,48,0],[46,1,48,1],[46,2,48,3],[46,4,48,4],[46,5,48,6],[46,7,48,7],[46,8,46,13],[47,8,48,8],[47,9,48,9],[47,10,47,13],[48,10,48,11],[49,0,50,0],[49,1,50,1],[49,2,50,3],[49,4,50,4],[49,5,50,6],[49,7,50,7],[49,8,50,8],[49,9,50,9],[49,10,50,11],[49,12,50,12],[49,13,50,13],[51,2,51,3],[51,5,51,6],[51,10,51,11],[52,2,52,3],[52,5,52,6],[52,10,52,11],[53,2,53,3],[53,5,53,6],[53,10,53,11],[54,2,54,3],[54,5,54,6],[54,10,54,11],[55,2,55,4],[55,5,55,6],[55,10,55,11],[56,2,56,3],[56,5,56,6],[56,10,56,11],[57,2,57,3],[57,5,57,6],[57,10,57,11],[58,2,58,3],[58,5,58,6],[58,10,58,11],[59,2,59,3],[59,5,59,6],[59,10,59,11],[60,2,60,3],[60,5,60,6],[60,10,60,11],[61,2,61,3],[61,5,61,6],[61,10,61,11],[62,2,62,3],[62,5,62,6],[62,10,62,11],[63,2,63,3],[63,5,63,6],[63,10,63,11],[64,2,64,3],[64,5,64,6],[64,10,64,11],[65,2,65,3],[65,5,65,6],[65,10,65,11],[66,2,66,3],[66,5,66,6],[66,10,66,11],[67,2,67,3],[67,5,67,6],[67,10,67,11],[68,2,68,3],[68,5,68,6],[68,10,68,11],[69,2,69,3],[69,5,69,6],[69,10,69,11],[70,2,70,3],[70,5,70,6],[70,10,70,11],[71,2,71,3],[71,5,71,6],[71,10,71,11],[72,2,72,3],[72,5,72,6],[72,10,72,11],[73,2,73,3],[73,5,73,6],[73,10,73,11],[74,2,74,3],[74,5,74,6],[74,10,74,11],[75,2,75,3],[75,5,75,6],[75,10,75,11],[76,2,76,3],[76,5,76,6],[76,10,76,11],[77,2,77,3],[77,5,77,6],[77,10,77,11],[78,2,78,3],[78,5,78,6],[78,10,78,11],[79,2,79,3],[79,5,79,6],[79,10,79,11],[80,2,80,3],[80,5,80,6],[80,10,80,11],[81,0,81,13],[83,3,83,13]],"flags":["formulas_cached_only"]}
["E.1 分部分项工程量清单计价表"]
["工程名称：亳州逸合府项目亮化工程-1#楼",{"$nulls":5},"标段：",{"$nulls":4},"第1页 共3页"]
["序号","项目编码","项目名称",null,"项目特征描述","计量\n单位",null,"工程量","金额（元）"]
[{"$nulls":8},"综合单价","合价","其中"]
[{"$nulls":10},"定额\n人工费",null,"定额\n机械费","暂估价"]
[null,"1","照明工程",{"$nulls":4},""]
["1","030404017001","配电箱",null,"1、名称：AP1配电箱\n2、规格：含时控器、箱体内元器件等\n3、安装方式：壁挂安装\n4、其他：详见设计图纸及相关要求","台",null,"1.000"]
[]
["2","030404016001","控制箱",null,"1、名称：开关电源箱\n2、材质：不锈钢","台",null,"1.000"]
["3","030411003001","桥架",null,"1、名称：铝合金线槽 \n2、型号：MR100*50*1.2mm","m",null,"15.000"]
["4","030411003002","桥架",null,"1、名称：铝合金线槽 \n2、型号：MR50*50*1.2mm","m",null,"125.000"]
["5","030413001001","铁构件",null,"1、名称 ：桥架支撑架\n2、材质：型钢\n3、规格：按设计要求及施工规范执行\n4、其他：具体详见图纸、图集、答疑、招标文件、政府相关文件、规范等其他资料，满足验收要求","t",null,"0.075"]
[]
[]
["6","030408003001","电缆保护管",null,"1、名称：电缆保护管\n2、规格：SC20\n3、敷设方式：明敷","m",null,"15.000"]
["7","WB030509001001","电源设备",null,"1、名称：开关电源 \n2、规格型号：AC220V:DC24V 400W","台",null,"6.000"]
["8","WB030509001002","电源设备",null,"1、名称：开关电源 \n2、规格型号：AC220V:DC12V 350W","台",null,"5.000"]
[]
[]
[]
[{"$nulls":3},"测评合格编号:2021JS-02【新点造价软件V10.0安徽版】"]
["E.1 分部分项工程量清单计价表"]
["工程名称：亳州逸合府项目亮化工程-1#楼",{"$nulls":5},"标段：",{"$nulls":4},"第2页 共3页"]
["序号","项目编码","项目名称",null,"项目特征描述","计量\n单位",null,"工程量","金额（元）"]
[{"$nulls":8},"综合单价","合价","其中"]
[{"$nulls":10},"定额\n人工费",null,"定额\n机械费","暂估价"]
["9","030408001001","电力电缆",null,"1、名称：铜芯电缆\n2、规格：ZR-YJV-3*4 \n3、敷设方式、部位：明敷","m",null,"112.750"]
["10","030408001002","电力电缆",null,"1、名称：铜芯电缆\n2、规格：ZR-YJV-5*4\n3、敷设方式、部位：明敷","m",null,"25.630"]
["11","030408001003","电力电缆",null,"1、名称：铜芯电缆\n2、规格：ZR-YJV-5*6\n3、敷设方式、部位：明敷","m",null,"15.380"]
["12","030411004001","配线",null,"1、名称：护套软电线 \n2、型号：ZR-RVV-2x4 \n3、管内穿线","m",null,"167.000"]
["13","030411004002","配线",null,"1、名称：护套软电线 \n2、型号：ZR-RVV-3*2.5\n3、管内穿线","m",null,"15.000"]
["14","030412004001","装饰灯",null,"1、名称：LED线型灯L1\n2、规格：12W LED IP65 DC24V\n3、L=1000mm\n4、详见设计图纸及相关要求","套",null,"119.000"]
[]
["15","030412004002","装饰灯",null,"1、名称：LED线型灯L1A\n2、规格：6W LED IP65 DC24V\n3、L=500mm\n4、详见设计图纸及相关要求","套",null,"4.000"]
[]
["16","030412004003","装饰灯",null,"1、名称：LED线型灯L1B\n2、规格：4W LED IP65 DC24V\n3、L=300mm\n4、详见设计图纸及相关要求","套",null,"50.000"]
{"$rows_empty":7}
[{"$nulls":3},"测评合格编号:2021JS-02【新点造价软件V10.0安徽版】"]
["E.1 分部分项工程量清单计价表"]
["工程名称：亳州逸合府项目亮化工程-1#楼",{"$nulls":5},"标段：",{"$nulls":4},"第3页 共3页"]
["序号","项目编码","项目名称",null,"项目特征描述","计量\n单位",null,"工程量","金额（元）"]
[{"$nulls":8},"综合单价","合价","其中"]
[{"$nulls":10},"定额\n人工费",null,"定额\n机械费","暂估价"]
["17","WB011508001001","美术字安装",null,"1、名称：LED发光字FG02\n2、字体规格、尺寸：70W/平方米 LED IP65 DC12V\n3、含钢架、钢架基础、底座加固、碳纤维布加固","m2",null,"20.280"]
[]
["18"]
["19"]
["20"]
["21"]
[null,null,"分部小计",{"$nulls":4},""]
{"$rows_empty":27}
[{"$nulls":3},"测评合格编号:2021JS-02【新点造价软件V10.0安徽版】"]

{"sheet":"6.1 E.1 分部分项工程量清单计价表(所有标题)","index":2,"n_rows":84,"n_cols":14,"rows_kept":84,"merged":[[0,0,0,13],[1,0,1,5],[1,6,1,10],[1,11,1,13],[2,0,4,0],[2,1,4,1],[2,2,4,3],[2,4,4,4],[2,5,4,6],[2,7,4,7],[2,8,2,13],[3,8,4,8],[3,9,4,9],[3,10,3,13],[4,10,4,11],[5,2,5,4],[5,5,5,6],[5,10,5,11],[6,0,7,0],[6,1,7,1],[6,2,7,3],[6,4,7,4],[6,5,7,6],[6,7,7,7],[6,8,7,8],[6,9,7,9],[6,10,7,11],[6,12,7,12],[6,13,7,13],[8,2,8,3],[8,5,8,6],[8,10,8,11],[9,2,9,3],[9,5,9,6],[9,10,9,11],[10,2,10,3],[10,5,10,6],[10,10,10,11],[11,0,13,0],[11,1,13,1],[11,2,13,3],[11,4,13,4],[11,5,13,6],[11,7,13,7],[11,8,13,8],[11,9,13,9],[11,10,13,11],[11,12,13,12],[11,13,13,13],[14,2,14,3],[14,5,14,6],[14,10,14,11],[15,2,15,3],[15,5,15,6],[15,10,15,11],[16,2,16,3],[16,5,16,6],[16,10,16,11],[17,2,17,3],[17,5,17,6],[17,10,17,11],[18,2,18,3],[18,5,18,6],[18,10,18,11],[19,0,19,13],[20,3,20,13],[21,0,21,13],[22,0,22,5],[22,6,22,10],[22,11,22,13],[23,0,25,0],[23,1,25,1],[23,2,25,3],[23,4,25,4],[23,5,25,6],[23,7,25,7],[23,8,23,13],[24,8,25,8],[24,9,25,9],[24,10,24,13],[25,10,25,11],[26,2,26,3],[26,5,26,6],[26,10,26,11],[27,2,27,3],[27,5,27,6],[27,10,27,11],[28,2,28,3],[28,5,28,6],[28,10,28,11],[29,2,29,3],[29,5,29,6],[29,10,29,11],[30,2,30,3],[30,5,30,6],[30,10,30,11],[31,0,32,0],[31,1,32,1],[31,2,32,3],[31,4,32,4],[31,5,32,6],[31,7,32,7],[31,8,32,8],[31,9,32,9],[31,10,32,11],[31,12,32,12],[31,13,32,13],[33,0,34,0],[33,1,34,1],[33,2,34,3],[33,4,34,4],[33,5,34,6],[33,7,34,7],[33,8,34,8],[33,9,34,9],[33,10,34,11],[33,12,34,12],[33,13,34,13],[35,0,36,0],[35,1,36,1],[35,2,36,3],[35,4,36,4],[35,5,36,6],[35,7,36,7],[35,8,36,8],[35,9,36,9],[35,10,36,11],[35,12,36,12],[35,13,36,13],[37,2,37,3],[37,5,37,6],[37,10,37,11],[38,2,38,3],[38,5,38,6],[38,10,38,11],[39,2,39,3],[39,5,39,6],[39,10,39,11],[40,2,40,3],[40,5,40,6],[40,10,40,11],[41,0,41,13],[43,3,43,13],[44,0,44,13],[45,0,45,5],[45,6,45,10],[45,11,45,13],[46,0,48,0],[46,1,48,1],[46,2,48,3],[46,4,48,4],[46,5,48,6],[46,7,48,7],[46,8,46,13],[47,8,48,8],[47,9,48,9],[47,10,47,13],[48,10,48,11],[49,0,50,0],[49,1,50,1],[49,2,50,3],[49,4,50,4],[49,5,50,6],[49,7,50,7],[49,8,50,8],[49,9,50,9],[49,10,50,11],[49,12,50,12],[49,13,50,13],[51,2,51,3],[51,5,51,6],[51,10,51,11],[52,2,52,3],[52,5,52,6],[52,10,52,11],[53,2,53,3],[53,5,53,6],[53,10,53,11],[54,2,54,3],[54,5,54,6],[54,10,54,11],[55,2,55,4],[55,5,55,6],[55,10,55,11],[56,2,56,3],[56,5,56,6],[56,10,56,11],[57,2,57,3],[57,5,57,6],[57,10,57,11],[58,2,58,3],[58,5,58,6],[58,10,58,11],[59,2,59,3],[59,5,59,6],[59,10,59,11],[60,2,60,3],[60,5,60,6],[60,10,60,11],[61,2,61,3],[61,5,61,6],[61,10,61,11],[62,2,62,3],[62,5,62,6],[62,10,62,11],[63,2,63,3],[63,5,63,6],[63,10,63,11],[64,2,64,3],[64,5,64,6],[64,10,64,11],[65,2,65,3],[65,5,65,6],[65,10,65,11],[66,2,66,3],[66,5,66,6],[66,10,66,11],[67,2,67,3],[67,5,67,6],[67,10,67,11],[68,2,68,3],[68,5,68,6],[68,10,68,11],[69,2,69,3],[69,5,69,6],[69,10,69,11],[70,2,70,3],[70,5,70,6],[70,10,70,11],[71,2,71,3],[71,5,71,6],[71,10,71,11],[72,2,72,3],[72,5,72,6],[72,10,72,11],[73,2,73,3],[73,5,73,6],[73,10,73,11],[74,2,74,3],[74,5,74,6],[74,10,74,11],[75,2,75,3],[75,5,75,6],[75,10,75,11],[76,2,76,3],[76,5,76,6],[76,10,76,11],[77,2,77,3],[77,5,77,6],[77,10,77,11],[78,2,78,3],[78,5,78,6],[78,10,78,11],[79,2,79,3],[79,5,79,6],[79,10,79,11],[80,2,80,3],[80,5,80,6],[80,10,80,11],[81,0,81,13],[83,3,83,13]],"flags":["formulas_cached_only"]}
["E.1 分部分项工程量清单计价表"]
["工程名称：亳州逸合府项目亮化工程-2#楼",{"$nulls":5},"标段：",{"$nulls":4},"第1页 共3页"]
["序号","项目编码","项目名称",null,"项目特征描述","计量\n单位",null,"工程量","金额（元）"]
[{"$nulls":8},"综合单价","合价","其中"]
[{"$nulls":10},"定额\n人工费",null,"定额\n机械费","暂估价"]
[null,"1","照明工程",{"$nulls":4},""]
["1","030404017001","配电箱",null,"1、名称：AP2配电箱\n2、规格：含时控器、箱体内元器件等\n3、安装方式：壁挂安装\n4、其他：详见设计图纸及相关要求","台",null,"1.000"]
[]
["2","030404016001","控制箱",null,"1、名称：开关电源箱\n2、材质：不锈钢","台",null,"1.000"]
["3","030411003001","桥架",null,"1、名称：铝合金线槽 \n2、型号：MR100*50*1.2mm","m",null,"15.000"]
["4","030411003002","桥架",null,"1、名称：铝合金线槽 \n2、型号：MR50*50*1.2mm","m",null,"125.000"]
["5","030413001001","铁构件",null,"1、名称 ：桥架支撑架\n2、材质：型钢\n3、规格：按设计要求及施工规范执行\n4、其他：具体详见图纸、图集、答疑、招标文件、政府相关文件、规范等其他资料，满足验收要求","t",null,"0.075"]
[]
[]
["6","030408003001","电缆保护管",null,"1、名称：电缆保护管\n2、规格：SC20\n3、敷设方式：明敷","m",null,"15.000"]
["7","WB030509001001","电源设备",null,"1、名称：开关电源 \n2、规格型号：AC220V:DC24V 400W","台",null,"6.000"]
["8","WB030509001002","电源设备",null,"1、名称：开关电源 \n2、规格型号：AC220V:DC12V 350W","台",null,"5.000"]
[]
[]
[]
[{"$nulls":3},"测评合格编号:2021JS-02【新点造价软件V10.0安徽版】"]
["E.1 分部分项工程量清单计价表"]
["工程名称：亳州逸合府项目亮化工程-2#楼",{"$nulls":5},"标段：",{"$nulls":4},"第2页 共3页"]
["序号","项目编码","项目名称",null,"项目特征描述","计量\n单位",null,"工程量","金额（元）"]
[{"$nulls":8},"综合单价","合价","其中"]
[{"$nulls":10},"定额\n人工费",null,"定额\n机械费","暂估价"]
["9","030408001001","电力电缆",null,"1、名称：铜芯电缆\n2、规格：ZR-YJV-3*4 \n3、敷设方式、部位：明敷","m",null,"112.750"]
["10","030408001002","电力电缆",null,"1、名称：铜芯电缆\n2、规格：ZR-YJV-5*4\n3、敷设方式、部位：明敷","m",null,"25.630"]
["11","030408001003","电力电缆",null,"1、名称：铜芯电缆\n2、规格：ZR-YJV-5*6\n3、敷设方式、部位：明敷","m",null,"15.380"]
["12","030411004001","配线",null,"1、名称：护套软电线 \n2、型号：ZR-RVV-2x4 \n3、管内穿线","m",null,"167.000"]
["13","030411004002","配线",null,"1、名称：护套软电线 \n2、型号：ZR-RVV-3*2.5\n3、管内穿线","m",null,"15.000"]
["14","030412004001","装饰灯",null,"1、名称：LED线型灯L1\n2、规格：12W LED IP65 DC24V\n3、L=1000mm\n4、详见设计图纸及相关要求","套",null,"119.000"]
[]
["15","030412004002","装饰灯",null,"1、名称：LED线型灯L1A\n2、规格：6W LED IP65 DC24V\n3、L=500mm\n4、详见设计图纸及相关要求","套",null,"4.000"]
[]
["16","030412004003","装饰灯",null,"1、名称：LED线型灯L1B\n2、规格：4W LED IP65 DC24V\n3、L=300mm\n4、详见设计图纸及相关要求","套",null,"50.000"]
{"$rows_empty":7}
[{"$nulls":3},"测评合格编号:2021JS-02【新点造价软件V10.0安徽版】"]
["E.1 分部分项工程量清单计价表"]
["工程名称：亳州逸合府项目亮化工程-2#楼",{"$nulls":5},"标段：",{"$nulls":4},"第3页 共3页"]
["序号","项目编码","项目名称",null,"项目特征描述","计量\n单位",null,"工程量","金额（元）"]
[{"$nulls":8},"综合单价","合价","其中"]
[{"$nulls":10},"定额\n人工费",null,"定额\n机械费","暂估价"]
["17","WB011508001001","美术字安装",null,"1、名称：LED发光字FG02\n2、字体规格、尺寸：70W/平方米 LED IP65 DC12V\n3、含钢架、钢架基础、底座加固、碳纤维布加固","m2",null,"20.280"]
[]
["18"]
["19"]
["20"]
["21"]
[null,null,"分部小计",{"$nulls":4},""]
{"$rows_empty":27}
[{"$nulls":3},"测评合格编号:2021JS-02【新点造价软件V10.0安徽版】"]

{"sheet":"7.1 E.1 分部分项工程量清单计价表(所有标题)","index":3,"n_rows":84,"n_cols":14,"rows_kept":84,"merged":[[0,0,0,13],[1,0,1,5],[1,6,1,10],[1,11,1,13],[2,0,4,0],[2,1,4,1],[2,2,4,3],[2,4,4,4],[2,5,4,6],[2,7,4,7],[2,8,2,13],[3,8,4,8],[3,9,4,9],[3,10,3,13],[4,10,4,11],[5,2,5,4],[5,5,5,6],[5,10,5,11],[6,0,7,0],[6,1,7,1],[6,2,7,3],[6,4,7,4],[6,5,7,6],[6,7,7,7],[6,8,7,8],[6,9,7,9],[6,10,7,11],[6,12,7,12],[6,13,7,13],[8,2,8,3],[8,5,8,6],[8,10,8,11],[9,2,9,3],[9,5,9,6],[9,10,9,11],[10,2,10,3],[10,5,10,6],[10,10,10,11],[11,0,13,0],[11,1,13,1],[11,2,13,3],[11,4,13,4],[11,5,13,6],[11,7,13,7],[11,8,13,8],[11,9,13,9],[11,10,13,11],[11,12,13,12],[11,13,13,13],[14,2,14,3],[14,5,14,6],[14,10,14,11],[15,2,15,3],[15,5,15,6],[15,10,15,11],[16,2,16,3],[16,5,16,6],[16,10,16,11],[17,2,17,3],[17,5,17,6],[17,10,17,11],[18,2,18,3],[18,5,18,6],[18,10,18,11],[19,0,19,13],[20,3,20,13],[21,0,21,13],[22,0,22,5],[22,6,22,10],[22,11,22,13],[23,0,25,0],[23,1,25,1],[23,2,25,3],[23,4,25,4],[23,5,25,6],[23,7,25,7],[23,8,23,13],[24,8,25,8],[24,9,25,9],[24,10,24,13],[25,10,25,11],[26,2,26,3],[26,5,26,6],[26,10,26,11],[27,2,27,3],[27,5,27,6],[27,10,27,11],[28,2,28,3],[28,5,28,6],[28,10,28,11],[29,2,29,3],[29,5,29,6],[29,10,29,11],[30,2,30,3],[30,5,30,6],[30,10,30,11],[31,0,32,0],[31,1,32,1],[31,2,32,3],[31,4,32,4],[31,5,32,6],[31,7,32,7],[31,8,32,8],[31,9,32,9],[31,10,32,11],[31,12,32,12],[31,13,32,13],[33,0,34,0],[33,1,34,1],[33,2,34,3],[33,4,34,4],[33,5,34,6],[33,7,34,7],[33,8,34,8],[33,9,34,9],[33,10,34,11],[33,12,34,12],[33,13,34,13],[35,0,36,0],[35,1,36,1],[35,2,36,3],[35,4,36,4],[35,5,36,6],[35,7,36,7],[35,8,36,8],[35,9,36,9],[35,10,36,11],[35,12,36,12],[35,13,36,13],[37,2,37,3],[37,5,37,6],[37,10,37,11],[38,2,38,3],[38,5,38,6],[38,10,38,11],[39,2,39,3],[39,5,39,6],[39,10,39,11],[40,2,40,3],[40,5,40,6],[40,10,40,11],[41,0,41,13],[43,3,43,13],[44,0,44,13],[45,0,45,5],[45,6,45,10],[45,11,45,13],[46,0,48,0],[46,1,48,1],[46,2,48,3],[46,4,48,4],[46,5,48,6],[46,7,48,7],[46,8,46,13],[47,8,48,8],[47,9,48,9],[47,10,47,13],[48,10,48,11],[49,0,50,0],[49,1,50,1],[49,2,50,3],[49,4,50,4],[49,5,50,6],[49,7,50,7],[49,8,50,8],[49,9,50,9],[49,10,50,11],[49,12,50,12],[49,13,50,13],[51,2,51,3],[51,5,51,6],[51,10,51,11],[52,2,52,3],[52,5,52,6],[52,10,52,11],[53,2,53,3],[53,5,53,6],[53,10,53,11],[54,2,54,3],[54,5,54,6],[54,10,54,11],[55,2,55,4],[55,5,55,6],[55,10,55,11],[56,2,56,3],[56,5,56,6],[56,10,56,11],[57,2,57,3],[57,5,57,6],[57,10,57,11],[58,2,58,3],[58,5,58,6],[58,10,58,11],[59,2,59,3],[59,5,59,6],[59,10,59,11],[60,2,60,3],[60,5,60,6],[60,10,60,11],[61,2,61,3],[61,5,61,6],[61,10,61,11],[62,2,62,3],[62,5,62,6],[62,10,62,11],[63,2,63,3],[63,5,63,6],[63,10,63,11],[64,2,64,3],[64,5,64,6],[64,10,64,11],[65,2,65,3],[65,5,65,6],[65,10,65,11],[66,2,66,3],[66,5,66,6],[66,10,66,11],[67,2,67,3],[67,5,67,6],[67,10,67,11],[68,2,68,3],[68,5,68,6],[68,10,68,11],[69,2,69,3],[69,5,69,6],[69,10,69,11],[70,2,70,3],[70,5,70,6],[70,10,70,11],[71,2,71,3],[71,5,71,6],[71,10,71,11],[72,2,72,3],[72,5,72,6],[72,10,72,11],[73,2,73,3],[73,5,73,6],[73,10,73,11],[74,2,74,3],[74,5,74,6],[74,10,74,11],[75,2,75,3],[75,5,75,6],[75,10,75,11],[76,2,76,3],[76,5,76,6],[76,10,76,11],[77,2,77,3],[77,5,77,6],[77,10,77,11],[78,2,78,3],[78,5,78,6],[78,10,78,11],[79,2,79,3],[79,5,79,6],[79,10,79,11],[80,2,80,3],[80,5,80,6],[80,10,80,11],[81,0,81,13],[83,3,83,13]],"flags":["formulas_cached_only"]}
["E.1 分部分项工程量清单计价表"]
["工程名称：亳州逸合府项目亮化工程-3#楼",{"$nulls":5},"标段：",{"$nulls":4},"第1页 共3页"]
["序号","项目编码","项目名称",null,"项目特征描述","计量\n单位",null,"工程量","金额（元）"]
[{"$nulls":8},"综合单价","合价","其中"]
[{"$nulls":10},"定额\n人工费",null,"定额\n机械费","暂估价"]
[null,"1","照明工程",{"$nulls":4},""]
["1","030404017001","配电箱",null,"1、名称：AP3配电箱\n2、规格：含时控器、箱体内元器件等\n3、安装方式：壁挂安装\n4、其他：详见设计图纸及相关要求","台",null,"1.000"]
[]
["2","030404016001","控制箱",null,"1、名称：开关电源箱\n2、材质：不锈钢","台",null,"1.000"]
["3","030411003001","桥架",null,"1、名称：铝合金线槽 \n2、型号：MR100*50*1.2mm","m",null,"15.000"]
["4","030411003002","桥架",null,"1、名称：铝合金线槽 \n2、型号：MR50*50*1.2mm","m",null,"125.000"]
["5","030413001001","铁构件",null,"1、名称 ：桥架支撑架\n2、材质：型钢\n3、规格：按设计要求及施工规范执行\n4、其他：具体详见图纸、图集、答疑、招标文件、政府相关文件、规范等其他资料，满足验收要求","t",null,"0.075"]
[]
[]
["6","030408003001","电缆保护管",null,"1、名称：电缆保护管\n2、规格：SC20\n3、敷设方式：明敷","m",null,"15.000"]
["7","WB030509001001","电源设备",null,"1、名称：开关电源 \n2、规格型号：AC220V:DC24V 400W","台",null,"6.000"]
["8","WB030509001002","电源设备",null,"1、名称：开关电源 \n2、规格型号：AC220V:DC12V 350W","台",null,"5.000"]
[]
[]
[]
[{"$nulls":3},"测评合格编号:2021JS-02【新点造价软件V10.0安徽版】"]
["E.1 分部分项工程量清单计价表"]
["工程名称：亳州逸合府项目亮化工程-3#楼",{"$nulls":5},"标段：",{"$nulls":4},"第2页 共3页"]
["序号","项目编码","项目名称",null,"项目特征描述","计量\n单位",null,"工程量","金额（元）"]
[{"$nulls":8},"综合单价","合价","其中"]
[{"$nulls":10},"定额\n人工费",null,"定额\n机械费","暂估价"]
["9","030408001001","电力电缆",null,"1、名称：铜芯电缆\n2、规格：ZR-YJV-3*4 \n3、敷设方式、部位：明敷","m",null,"112.750"]
["10","030408001002","电力电缆",null,"1、名称：铜芯电缆\n2、规格：ZR-YJV-5*4\n3、敷设方式、部位：明敷","m",null,"25.630"]
["11","030408001003","电力电缆",null,"1、名称：铜芯电缆\n2、规格：ZR-YJV-5*6\n3、敷设方式、部位：明敷","m",null,"15.380"]
["12","030411004001","配线",null,"1、名称：护套软电线 \n2、型号：ZR-RVV-2x4 \n3、管内穿线","m",null,"167.000"]
["13","030411004002","配线",null,"1、名称：护套软电线 \n2、型号：ZR-RVV-3*2.5\n3、管内穿线","m",null,"15.000"]
["14","030412004001","装饰灯",null,"1、名称：LED线型灯L1\n2、规格：12W LED IP65 DC24V\n3、L=1000mm\n4、详见设计图纸及相关要求","套",null,"119.000"]
[]
["15","030412004002","装饰灯",null,"1、名称：LED线型灯L1A\n2、规格：6W LED IP65 DC24V\n3、L=500mm\n4、详见设计图纸及相关要求","套",null,"4.000"]
[]
["16","030412004003","装饰灯",null,"1、名称：LED线型灯L1B\n2、规格：4W LED IP65 DC24V\n3、L=300mm\n4、详见设计图纸及相关要求","套",null,"50.000"]
{"$rows_empty":7}
[{"$nulls":3},"测评合格编号:2021JS-02【新点造价软件V10.0安徽版】"]
["E.1 分部分项工程量清单计价表"]
["工程名称：亳州逸合府项目亮化工程-3#楼",{"$nulls":5},"标段：",{"$nulls":4},"第3页 共3页"]
["序号","项目编码","项目名称",null,"项目特征描述","计量\n单位",null,"工程量","金额（元）"]
[{"$nulls":8},"综合单价","合价","其中"]
[{"$nulls":10},"定额\n人工费",null,"定额\n机械费","暂估价"]
["17","WB011508001001","美术字安装",null,"1、名称：LED发光字FG02\n2、字体规格、尺寸：70W/平方米 LED IP65 DC12V\n3、含钢架、钢架基础、底座加固、碳纤维布加固","m2",null,"20.280"]
[]
["18"]
["19"]
["20"]
["21"]
[null,null,"分部小计",{"$nulls":4},""]
{"$rows_empty":27}
[{"$nulls":3},"测评合格编号:2021JS-02【新点造价软件V10.0安徽版】"]

{"sheet":"8.1 E.1 分部分项工程量清单计价表(所有标题)","index":4,"n_rows":84,"n_cols":14,"rows_kept":84,"merged":[[0,0,0,13],[1,0,1,5],[1,6,1,10],[1,11,1,13],[2,0,4,0],[2,1,4,1],[2,2,4,3],[2,4,4,4],[2,5,4,6],[2,7,4,7],[2,8,2,13],[3,8,4,8],[3,9,4,9],[3,10,3,13],[4,10,4,11],[5,2,5,4],[5,5,5,6],[5,10,5,11],[6,0,7,0],[6,1,7,1],[6,2,7,3],[6,4,7,4],[6,5,7,6],[6,7,7,7],[6,8,7,8],[6,9,7,9],[6,10,7,11],[6,12,7,12],[6,13,7,13],[8,2,8,3],[8,5,8,6],[8,10,8,11],[9,2,9,3],[9,5,9,6],[9,10,9,11],[10,2,10,3],[10,5,10,6],[10,10,10,11],[11,0,13,0],[11,1,13,1],[11,2,13,3],[11,4,13,4],[11,5,13,6],[11,7,13,7],[11,8,13,8],[11,9,13,9],[11,10,13,11],[11,12,13,12],[11,13,13,13],[14,2,14,3],[14,5,14,6],[14,10,14,11],[15,2,15,3],[15,5,15,6],[15,10,15,11],[16,2,16,3],[16,5,16,6],[16,10,16,11],[17,2,17,3],[17,5,17,6],[17,10,17,11],[18,2,18,3],[18,5,18,6],[18,10,18,11],[19,0,19,13],[20,3,20,13],[21,0,21,13],[22,0,22,5],[22,6,22,10],[22,11,22,13],[23,0,25,0],[23,1,25,1],[23,2,25,3],[23,4,25,4],[23,5,25,6],[23,7,25,7],[23,8,23,13],[24,8,25,8],[24,9,25,9],[24,10,24,13],[25,10,25,11],[26,2,26,3],[26,5,26,6],[26,10,26,11],[27,2,27,3],[27,5,27,6],[27,10,27,11],[28,2,28,3],[28,5,28,6],[28,10,28,11],[29,2,29,3],[29,5,29,6],[29,10,29,11],[30,2,30,3],[30,5,30,6],[30,10,30,11],[31,0,32,0],[31,1,32,1],[31,2,32,3],[31,4,32,4],[31,5,32,6],[31,7,32,7],[31,8,32,8],[31,9,32,9],[31,10,32,11],[31,12,32,12],[31,13,32,13],[33,0,34,0],[33,1,34,1],[33,2,34,3],[33,4,34,4],[33,5,34,6],[33,7,34,7],[33,8,34,8],[33,9,34,9],[33,10,34,11],[33,12,34,12],[33,13,34,13],[35,0,36,0],[35,1,36,1],[35,2,36,3],[35,4,36,4],[35,5,36,6],[35,7,36,7],[35,8,36,8],[35,9,36,9],[35,10,36,11],[35,12,36,12],[35,13,36,13],[37,2,37,3],[37,5,37,6],[37,10,37,11],[38,2,38,3],[38,5,38,6],[38,10,38,11],[39,2,39,3],[39,5,39,6],[39,10,39,11],[40,2,40,3],[40,5,40,6],[40,10,40,11],[41,0,41,13],[43,3,43,13],[44,0,44,13],[45,0,45,5],[45,6,45,10],[45,11,45,13],[46,0,48,0],[46,1,48,1],[46,2,48,3],[46,4,48,4],[46,5,48,6],[46,7,48,7],[46,8,46,13],[47,8,48,8],[47,9,48,9],[47,10,47,13],[48,10,48,11],[49,0,50,0],[49,1,50,1],[49,2,50,3],[49,4,50,4],[49,5,50,6],[49,7,50,7],[49,8,50,8],[49,9,50,9],[49,10,50,11],[49,12,50,12],[49,13,50,13],[51,2,51,3],[51,5,51,6],[51,10,51,11],[52,2,52,3],[52,5,52,6],[52,10,52,11],[53,2,53,3],[53,5,53,6],[53,10,53,11],[54,2,54,3],[54,5,54,6],[54,10,54,11],[55,2,55,4],[55,5,55,6],[55,10,55,11],[56,2,56,3],[56,5,56,6],[56,10,56,11],[57,2,57,3],[57,5,57,6],[57,10,57,11],[58,2,58,3],[58,5,58,6],[58,10,58,11],[59,2,59,3],[59,5,59,6],[59,10,59,11],[60,2,60,3],[60,5,60,6],[60,10,60,11],[61,2,61,3],[61,5,61,6],[61,10,61,11],[62,2,62,3],[62,5,62,6],[62,10,62,11],[63,2,63,3],[63,5,63,6],[63,10,63,11],[64,2,64,3],[64,5,64,6],[64,10,64,11],[65,2,65,3],[65,5,65,6],[65,10,65,11],[66,2,66,3],[66,5,66,6],[66,10,66,11],[67,2,67,3],[67,5,67,6],[67,10,67,11],[68,2,68,3],[68,5,68,6],[68,10,68,11],[69,2,69,3],[69,5,69,6],[69,10,69,11],[70,2,70,3],[70,5,70,6],[70,10,70,11],[71,2,71,3],[71,5,71,6],[71,10,71,11],[72,2,72,3],[72,5,72,6],[72,10,72,11],[73,2,73,3],[73,5,73,6],[73,10,73,11],[74,2,74,3],[74,5,74,6],[74,10,74,11],[75,2,75,3],[75,5,75,6],[75,10,75,11],[76,2,76,3],[76,5,76,6],[76,10,76,11],[77,2,77,3],[77,5,77,6],[77,10,77,11],[78,2,78,3],[78,5,78,6],[78,10,78,11],[79,2,79,3],[79,5,79,6],[79,10,79,11],[80,2,80,3],[80,5,80,6],[80,10,80,11],[81,0,81,13],[83,3,83,13]],"flags":["formulas_cached_only"]}
["E.1 分部分项工程量清单计价表"]
["工程名称：亳州逸合府项目亮化工程-5#楼",{"$nulls":5},"标段：",{"$nulls":4},"第1页 共3页"]
["序号","项目编码","项目名称",null,"项目特征描述","计量\n单位",null,"工程量","金额（元）"]
[{"$nulls":8},"综合单价","合价","其中"]
[{"$nulls":10},"定额\n人工费",null,"定额\n机械费","暂估价"]
[null,"1","照明工程",{"$nulls":4},""]
["1","030404017001","配电箱",null,"1、名称：AP5配电箱\n2、规格：含时控器、箱体内元器件等\n3、安装方式：壁挂安装\n4、其他：详见设计图纸及相关要求","台",null,"1.000"]
[]
["2","030404016001","控制箱",null,"1、名称：开关电源箱\n2、材质：不锈钢","台",null,"1.000"]
["3","030411003001","桥架",null,"1、名称：铝合金线槽 \n2、型号：MR100*50*1.2mm","m",null,"15.000"]
["4","030411003002","桥架",null,"1、名称：铝合金线槽 \n2、型号：MR50*50*1.2mm","m",null,"125.000"]
["5","030413001001","铁构件",null,"1、名称 ：桥架支撑架\n2、材质：型钢\n3、规格：按设计要求及施工规范执行\n4、其他：具体详见图纸、图集、答疑、招标文件、政府相关文件、规范等其他资料，满足验收要求","t",null,"0.075"]
[]
[]
["6","030408003001","电缆保护管",null,"1、名称：电缆保护管\n2、规格：SC20\n3、敷设方式：明敷","m",null,"15.000"]
["7","WB030509001001","电源设备",null,"1、名称：开关电源 \n2、规格型号：AC220V:DC24V 400W","台",null,"6.000"]
["8","WB030509001002","电源设备",null,"1、名称：开关电源 \n2、规格型号：AC220V:DC12V 350W","台",null,"5.000"]
[]
[]
[]
[{"$nulls":3},"测评合格编号:2021JS-02【新点造价软件V10.0安徽版】"]
["E.1 分部分项工程量清单计价表"]
["工程名称：亳州逸合府项目亮化工程-5#楼",{"$nulls":5},"标段：",{"$nulls":4},"第2页 共3页"]
["序号","项目编码","项目名称",null,"项目特征描述","计量\n单位",null,"工程量","金额（元）"]
[{"$nulls":8},"综合单价","合价","其中"]
[{"$nulls":10},"定额\n人工费",null,"定额\n机械费","暂估价"]
["9","030408001001","电力电缆",null,"1、名称：铜芯电缆\n2、规格：ZR-YJV-3*4 \n3、敷设方式、部位：明敷","m",null,"112.750"]
["10","030408001002","电力电缆",null,"1、名称：铜芯电缆\n2、规格：ZR-YJV-5*4\n3、敷设方式、部位：明敷","m",null,"25.630"]
["11","030408001003","电力电缆",null,"1、名称：铜芯电缆\n2、规格：ZR-YJV-5*6\n3、敷设方式、部位：明敷","m",null,"15.380"]
["12","030411004001","配线",null,"1、名称：护套软电线 \n2、型号：ZR-RVV-2x4 \n3、管内穿线","m",null,"167.000"]
["13","030411004002","配线",null,"1、名称：护套软电线 \n2、型号：ZR-RVV-3*2.5\n3、管内穿线","m",null,"15.000"]
["14","030412004001","装饰灯",null,"1、名称：LED线型灯L1\n2、规格：12W LED IP65 DC24V\n3、L=1000mm\n4、详见设计图纸及相关要求","套",null,"119.000"]
[]
["15","030412004002","装饰灯",null,"1、名称：LED线型灯L1A\n2、规格：6W LED IP65 DC24V\n3、L=500mm\n4、详见设计图纸及相关要求","套",null,"4.000"]
[]
["16","030412004003","装饰灯",null,"1、名称：LED线型灯L1B\n2、规格：4W LED IP65 DC24V\n3、L=300mm\n4、详见设计图纸及相关要求","套",null,"50.000"]
{"$rows_empty":7}
[{"$nulls":3},"测评合格编号:2021JS-02【新点造价软件V10.0安徽版】"]
["E.1 分部分项工程量清单计价表"]
["工程名称：亳州逸合府项目亮化工程-5#楼",{"$nulls":5},"标段：",{"$nulls":4},"第3页 共3页"]
["序号","项目编码","项目名称",null,"项目特征描述","计量\n单位",null,"工程量","金额（元）"]
[{"$nulls":8},"综合单价","合价","其中"]
[{"$nulls":10},"定额\n人工费",null,"定额\n机械费","暂估价"]
["17","WB011508001001","美术字安装",null,"1、名称：LED发光字FG02\n2、字体规格、尺寸：70W/平方米 LED IP65 DC12V\n3、含钢架、钢架基础、底座加固、碳纤维布加固","m2",null,"20.280"]
[]
["18"]
["19"]
["20"]
["21"]
[null,null,"分部小计",{"$nulls":4},""]
{"$rows_empty":27}
[{"$nulls":3},"测评合格编号:2021JS-02【新点造价软件V10.0安徽版】"]

{"sheet":"9.1 E.1 分部分项工程量清单计价表(所有标题)","index":5,"n_rows":84,"n_cols":14,"rows_kept":84,"merged":[[0,0,0,13],[1,0,1,5],[1,6,1,10],[1,11,1,13],[2,0,4,0],[2,1,4,1],[2,2,4,3],[2,4,4,4],[2,5,4,6],[2,7,4,7],[2,8,2,13],[3,8,4,8],[3,9,4,9],[3,10,3,13],[4,10,4,11],[5,2,5,4],[5,5,5,6],[5,10,5,11],[6,0,7,0],[6,1,7,1],[6,2,7,3],[6,4,7,4],[6,5,7,6],[6,7,7,7],[6,8,7,8],[6,9,7,9],[6,10,7,11],[6,12,7,12],[6,13,7,13],[8,2,8,3],[8,5,8,6],[8,10,8,11],[9,2,9,3],[9,5,9,6],[9,10,9,11],[10,2,10,3],[10,5,10,6],[10,10,10,11],[11,0,13,0],[11,1,13,1],[11,2,13,3],[11,4,13,4],[11,5,13,6],[11,7,13,7],[11,8,13,8],[11,9,13,9],[11,10,13,11],[11,12,13,12],[11,13,13,13],[14,2,14,3],[14,5,14,6],[14,10,14,11],[15,2,15,3],[15,5,15,6],[15,10,15,11],[16,2,16,3],[16,5,16,6],[16,10,16,11],[17,2,17,3],[17,5,17,6],[17,10,17,11],[18,2,18,3],[18,5,18,6],[18,10,18,11],[19,0,19,13],[20,3,20,13],[21,0,21,13],[22,0,22,5],[22,6,22,10],[22,11,22,13],[23,0,25,0],[23,1,25,1],[23,2,25,3],[23,4,25,4],[23,5,25,6],[23,7,25,7],[23,8,23,13],[24,8,25,8],[24,9,25,9],[24,10,24,13],[25,10,25,11],[26,2,26,3],[26,5,26,6],[26,10,26,11],[27,2,27,3],[27,5,27,6],[27,10,27,11],[28,2,28,3],[28,5,28,6],[28,10,28,11],[29,2,29,3],[29,5,29,6],[29,10,29,11],[30,2,30,3],[30,5,30,6],[30,10,30,11],[31,0,32,0],[31,1,32,1],[31,2,32,3],[31,4,32,4],[31,5,32,6],[31,7,32,7],[31,8,32,8],[31,9,32,9],[31,10,32,11],[31,12,32,12],[31,13,32,13],[33,0,34,0],[33,1,34,1],[33,2,34,3],[33,4,34,4],[33,5,34,6],[33,7,34,7],[33,8,34,8],[33,9,34,9],[33,10,34,11],[33,12,34,12],[33,13,34,13],[35,0,36,0],[35,1,36,1],[35,2,36,3],[35,4,36,4],[35,5,36,6],[35,7,36,7],[35,8,36,8],[35,9,36,9],[35,10,36,11],[35,12,36,12],[35,13,36,13],[37,2,37,3],[37,5,37,6],[37,10,37,11],[38,2,38,3],[38,5,38,6],[38,10,38,11],[39,2,39,3],[39,5,39,6],[39,10,39,11],[40,2,40,3],[40,5,40,6],[40,10,40,11],[41,0,41,13],[43,3,43,13],[44,0,44,13],[45,0,45,5],[45,6,45,10],[45,11,45,13],[46,0,48,0],[46,1,48,1],[46,2,48,3],[46,4,48,4],[46,5,48,6],[46,7,48,7],[46,8,46,13],[47,8,48,8],[47,9,48,9],[47,10,47,13],[48,10,48,11],[49,0,50,0],[49,1,50,1],[49,2,50,3],[49,4,50,4],[49,5,50,6],[49,7,50,7],[49,8,50,8],[49,9,50,9],[49,10,50,11],[49,12,50,12],[49,13,50,13],[51,2,51,3],[51,5,51,6],[51,10,51,11],[52,2,52,3],[52,5,52,6],[52,10,52,11],[53,2,53,3],[53,5,53,6],[53,10,53,11],[54,2,54,3],[54,5,54,6],[54,10,54,11],[55,2,55,4],[55,5,55,6],[55,10,55,11],[56,2,56,3],[56,5,56,6],[56,10,56,11],[57,2,57,3],[57,5,57,6],[57,10,57,11],[58,2,58,3],[58,5,58,6],[58,10,58,11],[59,2,59,3],[59,5,59,6],[59,10,59,11],[60,2,60,3],[60,5,60,6],[60,10,60,11],[61,2,61,3],[61,5,61,6],[61,10,61,11],[62,2,62,3],[62,5,62,6],[62,10,62,11],[63,2,63,3],[63,5,63,6],[63,10,63,11],[64,2,64,3],[64,5,64,6],[64,10,64,11],[65,2,65,3],[65,5,65,6],[65,10,65,11],[66,2,66,3],[66,5,66,6],[66,10,66,11],[67,2,67,3],[67,5,67,6],[67,10,67,11],[68,2,68,3],[68,5,68,6],[68,10,68,11],[69,2,69,3],[69,5,69,6],[69,10,69,11],[70,2,70,3],[70,5,70,6],[70,10,70,11],[71,2,71,3],[71,5,71,6],[71,10,71,11],[72,2,72,3],[72,5,72,6],[72,10,72,11],[73,2,73,3],[73,5,73,6],[73,10,73,11],[74,2,74,3],[74,5,74,6],[74,10,74,11],[75,2,75,3],[75,5,75,6],[75,10,75,11],[76,2,76,3],[76,5,76,6],[76,10,76,11],[77,2,77,3],[77,5,77,6],[77,10,77,11],[78,2,78,3],[78,5,78,6],[78,10,78,11],[79,2,79,3],[79,5,79,6],[79,10,79,11],[80,2,80,3],[80,5,80,6],[80,10,80,11],[81,0,81,13],[83,3,83,13]],"flags":["formulas_cached_only"]}
["E.1 分部分项工程量清单计价表"]
["工程名称：亳州逸合府项目亮化工程-6#楼",{"$nulls":5},"标段：",{"$nulls":4},"第1页 共3页"]
["序号","项目编码","项目名称",null,"项目特征描述","计量\n单位",null,"工程量","金额（元）"]
[{"$nulls":8},"综合单价","合价","其中"]
[{"$nulls":10},"定额\n人工费",null,"定额\n机械费","暂估价"]
[null,"1","照明工程",{"$nulls":4},""]
["1","030404017001","配电箱",null,"1、名称：AP6配电箱\n2、规格：含时控器、箱体内元器件等\n3、安装方式：壁挂安装\n4、其他：详见设计图纸及相关要求","台",null,"1.000"]
[]
["2","030404016001","控制箱",null,"1、名称：开关电源箱\n2、材质：不锈钢","台",null,"2.000"]
["3","030411003001","桥架",null,"1、名称：铝合金线槽 \n2、型号：MR100*50*1.2mm","m",null,"15.000"]
["4","030411003002","桥架",null,"1、名称：铝合金线槽 \n2、型号：MR50*50*1.2mm","m",null,"125.000"]
["5","030413001001","铁构件",null,"1、名称 ：桥架支撑架\n2、材质：型钢\n3、规格：按设计要求及施工规范执行\n4、其他：具体详见图纸、图集、答疑、招标文件、政府相关文件、规范等其他资料，满足验收要求","t",null,"0.075"]
[]
[]
["6","030408003001","电缆保护管",null,"1、名称：电缆保护管\n2、规格：SC20\n3、敷设方式：明敷","m",null,"15.000"]
["7","WB030509001001","电源设备",null,"1、名称：开关电源 \n2、规格型号：AC220V:DC24V 400W","台",null,"6.000"]
["8","WB030509001002","电源设备",null,"1、名称：开关电源 \n2、规格型号：AC220V:DC12V 350W","台",null,"10.000"]
[]
[]
[]
[{"$nulls":3},"测评合格编号:2021JS-02【新点造价软件V10.0安徽版】"]
["E.1 分部分项工程量清单计价表"]
["工程名称：亳州逸合府项目亮化工程-6#楼",{"$nulls":5},"标段：",{"$nulls":4},"第2页 共3页"]
["序号","项目编码","项目名称",null,"项目特征描述","计量\n单位",null,"工程量","金额（元）"]
[{"$nulls":8},"综合单价","合价","其中"]
[{"$nulls":10},"定额\n人工费",null,"定额\n机械费","暂估价"]
["9","030408001001","电力电缆",null,"1、名称：铜芯电缆\n2、规格：ZR-YJV-3*4 \n3、敷设方式、部位：明敷","m",null,"112.750"]
["10","030408001002","电力电缆",null,"1、名称：铜芯电缆\n2、规格：ZR-YJV-5*4\n3、敷设方式、部位：明敷","m",null,"30.750"]
["11","030408001003","电力电缆",null,"1、名称：铜芯电缆\n2、规格：ZR-YJV-5*6\n3、敷设方式、部位：明敷","m",null,"15.380"]
["12","030411004001","配线",null,"1、名称：护套软电线 \n2、型号：ZR-RVV-2x4 \n3、管内穿线","m",null,"300.000"]
["13","030411004002","配线",null,"1、名称：护套软电线 \n2、型号：ZR-RVV-3*2.5\n3、管内穿线","m",null,"15.000"]
["14","030412004001","装饰灯",null,"1、名称：LED线型灯L1\n2、规格：12W LED IP65 DC24V\n3、L=1000mm\n4、详见设计图纸及相关要求","套",null,"119.000"]
[]
["15","030412004002","装饰灯",null,"1、名称：LED线型灯L1A\n2、规格：6W LED IP65 DC24V\n3、L=500mm\n4、详见设计图纸及相关要求","套",null,"4.000"]
[]
["16","030412004003","装饰灯",null,"1、名称：LED线型灯L1B\n2、规格：4W LED IP65 DC24V\n3、L=300mm\n4、详见设计图纸及相关要求","套",null,"50.000"]
{"$rows_empty":7}
[{"$nulls":3},"测评合格编号:2021JS-02【新点造价软件V10.0安徽版】"]
["E.1 分部分项工程量清单计价表"]
["工程名称：亳州逸合府项目亮化工程-6#楼",{"$nulls":5},"标段：",{"$nulls":4},"第3页 共3页"]
["序号","项目编码","项目名称",null,"项目特征描述","计量\n单位",null,"工程量","金额（元）"]
[{"$nulls":8},"综合单价","合价","其中"]
[{"$nulls":10},"定额\n人工费",null,"定额\n机械费","暂估价"]
["17","WB011508001001","美术字安装",null,"1、名称：LED发光字FG02\n2、字体规格、尺寸：70W/平方米 LED IP65 DC12V\n3、含钢架、钢架基础、底座加固、碳纤维布加固","m2",null,"38.500"]
[]
["18"]
["19"]
["20"]
["21"]
[null,null,"分部小计",{"$nulls":4},""]
{"$rows_empty":27}
[{"$nulls":3},"测评合格编号:2021JS-02【新点造价软件V10.0安徽版】"]

{"sheet":"10.1 E.1 分部分项工程量清单计价表(所有标题)","index":6,"n_rows":50,"n_cols":14,"rows_kept":50,"merged":[[0,0,0,13],[1,0,1,5],[1,6,1,10],[1,11,1,13],[2,0,4,0],[2,1,4,1],[2,2,4,3],[2,4,4,4],[2,5,4,6],[2,7,4,7],[2,8,2,13],[3,8,4,8],[3,9,4,9],[3,10,3,13],[4,10,4,11],[5,2,5,4],[5,5,5,6],[5,10,5,11],[6,0,7,0],[6,1,7,1],[6,2,7,3],[6,4,7,4],[6,5,7,6],[6,7,7,7],[6,8,7,8],[6,9,7,9],[6,10,7,11],[6,12,7,12],[6,13,7,13],[8,2,8,3],[8,5,8,6],[8,10,8,11],[9,2,9,3],[9,5,9,6],[9,10,9,11],[10,0,12,0],[10,1,12,1],[10,2,12,3],[10,4,12,4],[10,5,12,6],[10,7,12,7],[10,8,12,8],[10,9,12,9],[10,10,12,11],[10,12,12,12],[10,13,12,13],[13,2,13,3],[13,5,13,6],[13,10,13,11],[14,2,14,3],[14,5,14,6],[14,10,14,11],[15,2,15,3],[15,5,15,6],[15,10,15,11],[16,2,16,3],[16,5,16,6],[16,10,16,11],[17,0,17,13],[19,3,19,13],[20,0,20,13],[21,0,21,5],[21,6,21,10],[21,11,21,13],[22,0,24,0],[22,1,24,1],[22,2,24,3],[22,4,24,4],[22,5,24,6],[22,7,24,7],[22,8,22,13],[23,8,24,8],[23,9,24,9],[23,10,23,13],[24,10,24,11],[25,2,25,3],[25,5,25,6],[25,10,25,11],[26,2,26,3],[26,5,26,6],[26,10,26,11],[27,0,28,0],[27,1,28,1],[27,2,28,3],[27,4,28,4],[27,5,28,6],[27,7,28,7],[27,8,28,8],[27,9,28,9],[27,10,28,11],[27,12,28,12],[27,13,28,13],[29,0,30,0],[29,1,30,1],[29,2,30,3],[29,4,30,4],[29,5,30,6],[29,7,30,7],[29,8,30,8],[29,9,30,9],[29,10,30,11],[29,12,30,12],[29,13,30,13],[31,0,32,0],[31,1,32,1],[31,2,32,3],[31,4,32,4],[31,5,32,6],[31,7,32,7],[31,8,32,8],[31,9,32,9],[31,10,32,11],[31,12,32,12],[31,13,32,13],[33,2,33,3],[33,5,33,6],[33,10,33,11],[34,2,34,3],[34,5,34,6],[34,10,34,11],[35,2,35,3],[35,5,35,6],[35,10,35,11],[36,2,36,3],[36,5,36,6],[36,10,36,11],[37,2,37,4],[37,5,37,6],[37,10,37,11],[38,2,38,3],[38,5,38,6],[38,10,38,11],[39,2,39,3],[39,5,39,6],[39,10,39,11],[40,2,40,3],[40,5,40,6],[40,10,40,11],[41,2,41,3],[41,5,41,6],[41,10,41,11],[42,2,42,3],[42,5,42,6],[42,10,42,11],[43,2,43,3],[43,5,43,6],[43,10,43,11],[44,2,44,3],[44,5,44,6],[44,10,44,11],[45,2,45,3],[45,5,45,6],[45,10,45,11],[46,2,46,3],[46,5,46,6],[46,10,46,11],[47,2,47,3],[47,5,47,6],[47,10,47,11],[48,0,48,13],[49,3,49,13]],"flags":["formulas_cached_only"]}
["E.1 分部分项工程量清单计价表"]
["工程名称：亳州逸合府项目亮化工程-7#楼",{"$nulls":5},"标段：",{"$nulls":4},"第1页 共2页"]
["序号","项目编码","项目名称",null,"项目特征描述","计量\n单位",null,"工程量","金额（元）"]
[{"$nulls":8},"综合单价","合价","其中"]
[{"$nulls":10},"定额\n人工费",null,"定额\n机械费","暂估价"]
[null,"1","照明工程",{"$nulls":4},""]
["1","030404017001","配电箱",null,"1、名称：AP7配电箱\n2、规格：含时控器、箱体内元器件等\n3、安装方式：壁挂安装\n4、其他：详见设计图纸及相关要求","台",null,"1.000"]
[]
["2","030411003001","桥架",null,"1、名称：铝合金线槽 \n2、型号：MR100*50*1.2mm","m",null,"15.000"]
["3","030411003002","桥架",null,"1、名称：铝合金线槽 \n2、型号：MR50*50*1.2mm","m",null,"100.000"]
["4","030413001001","铁构件",null,"1、名称 ：桥架支撑架\n2、材质：型钢\n3、规格：按设计要求及施工规范执行\n4、其他：具体详见图纸、图集、答疑、招标文件、政府相关文件、规范等其他资料，满足验收要求","t",null,"0.062"]
[]
[]
["5","030408003001","电缆保护管",null,"1、名称：电缆保护管\n2、规格：SC20\n3、敷设方式：明敷","m",null,"15.000"]
["6","WB030509001001","电源设备",null,"1、名称：开关电源 \n2、规格型号：AC220V:DC24V 400W","台",null,"6.000"]
["7","030408001001","电力电缆",null,"1、名称：铜芯电缆\n2、规格：ZR-YJV-3*4 \n3、敷设方式、部位：明敷","m",null,"95.330"]
["8","030408001002","电力电缆",null,"1、名称：铜芯电缆\n2、规格：ZR-YJV-5*4\n3、敷设方式、部位：明敷","m",null,"15.380"]
[]
[]
[{"$nulls":3},"测评合格编号:2021JS-02【新点造价软件V10.0安徽版】"]
["E.1 分部分项工程量清单计价表"]
["工程名称：亳州逸合府项目亮化工程-7#楼",{"$nulls":5},"标段：",{"$nulls":4},"第2页 共2页"]
["序号","项目编码","项目名称",null,"项目特征描述","计量\n单位",null,"工程量","金额（元）"]
[{"$nulls":8},"综合单价","合价","其中"]
[{"$nulls":10},"定额\n人工费",null,"定额\n机械费","暂估价"]
["9","030411004001","配线",null,"1、名称：护套软电线 \n2、型号：ZR-RVV-2x4 \n3、管内穿线","m",null,"135.000"]
["10","030411004002","配线",null,"1、名称：护套软电线 \n2、型号：ZR-RVV-3*2.5\n3、管内穿线","m",null,"15.000"]
["11","030412004001","装饰灯",null,"1、名称：LED线型灯L1\n2、规格：12W LED IP65 DC24V\n3、L=1000mm\n4、详见设计图纸及相关要求","套",null,"119.000"]
[]
["12","030412004002","装饰灯",null,"1、名称：LED线型灯L1A\n2、规格：6W LED IP65 DC24V\n3、L=500mm\n4、详见设计图纸及相关要求","套",null,"4.000"]
[]
["13","030412004003","装饰灯",null,"1、名称：LED线型灯L1B\n2、规格：4W LED IP65 DC24V\n3、L=300mm\n4、详见设计图纸及相关要求","套",null,"50.000"]
[]
["14"]
["15"]
["16"]
["17"]
[null,null,"分部小计",{"$nulls":4},""]
{"$rows_empty":11}
[{"$nulls":3},"测评合格编号:2021JS-02【新点造价软件V10.0安徽版】"]

{"sheet":"11.1 E.1 分部分项工程量清单计价表(所有标题)","index":7,"n_rows":50,"n_cols":14,"rows_kept":50,"merged":[[0,0,0,13],[1,0,1,5],[1,6,1,10],[1,11,1,13],[2,0,4,0],[2,1,4,1],[2,2,4,3],[2,4,4,4],[2,5,4,6],[2,7,4,7],[2,8,2,13],[3,8,4,8],[3,9,4,9],[3,10,3,13],[4,10,4,11],[5,2,5,4],[5,5,5,6],[5,10,5,11],[6,0,7,0],[6,1,7,1],[6,2,7,3],[6,4,7,4],[6,5,7,6],[6,7,7,7],[6,8,7,8],[6,9,7,9],[6,10,7,11],[6,12,7,12],[6,13,7,13],[8,2,8,3],[8,5,8,6],[8,10,8,11],[9,2,9,3],[9,5,9,6],[9,10,9,11],[10,0,12,0],[10,1,12,1],[10,2,12,3],[10,4,12,4],[10,5,12,6],[10,7,12,7],[10,8,12,8],[10,9,12,9],[10,10,12,11],[10,12,12,12],[10,13,12,13],[13,2,13,3],[13,5,13,6],[13,10,13,11],[14,2,14,3],[14,5,14,6],[14,10,14,11],[15,2,15,3],[15,5,15,6],[15,10,15,11],[16,2,16,3],[16,5,16,6],[16,10,16,11],[17,0,17,13],[19,3,19,13],[20,0,20,13],[21,0,21,5],[21,6,21,10],[21,11,21,13],[22,0,24,0],[22,1,24,1],[22,2,24,3],[22,4,24,4],[22,5,24,6],[22,7,24,7],[22,8,22,13],[23,8,24,8],[23,9,24,9],[23,10,23,13],[24,10,24,11],[25,2,25,3],[25,5,25,6],[25,10,25,11],[26,2,26,3],[26,5,26,6],[26,10,26,11],[27,0,28,0],[27,1,28,1],[27,2,28,3],[27,4,28,4],[27,5,28,6],[27,7,28,7],[27,8,28,8],[27,9,28,9],[27,10,28,11],[27,12,28,12],[27,13,28,13],[29,0,30,0],[29,1,30,1],[29,2,30,3],[29,4,30,4],[29,5,30,6],[29,7,30,7],[29,8,30,8],[29,9,30,9],[29,10,30,11],[29,12,30,12],[29,13,30,13],[31,0,32,0],[31,1,32,1],[31,2,32,3],[31,4,32,4],[31,5,32,6],[31,7,32,7],[31,8,32,8],[31,9,32,9],[31,10,32,11],[31,12,32,12],[31,13,32,13],[33,2,33,3],[33,5,33,6],[33,10,33,11],[34,2,34,3],[34,5,34,6],[34,10,34,11],[35,2,35,3],[35,5,35,6],[35,10,35,11],[36,2,36,3],[36,5,36,6],[36,10,36,11],[37,2,37,4],[37,5,37,6],[37,10,37,11],[38,2,38,3],[38,5,38,6],[38,10,38,11],[39,2,39,3],[39,5,39,6],[39,10,39,11],[40,2,40,3],[40,5,40,6],[40,10,40,11],[41,2,41,3],[41,5,41,6],[41,10,41,11],[42,2,42,3],[42,5,42,6],[42,10,42,11],[43,2,43,3],[43,5,43,6],[43,10,43,11],[44,2,44,3],[44,5,44,6],[44,10,44,11],[45,2,45,3],[45,5,45,6],[45,10,45,11],[46,2,46,3],[46,5,46,6],[46,10,46,11],[47,2,47,3],[47,5,47,6],[47,10,47,11],[48,0,48,13],[49,3,49,13]],"flags":["formulas_cached_only"]}
["E.1 分部分项工程量清单计价表"]
["工程名称：亳州逸合府项目亮化工程-10#楼",{"$nulls":5},"标段：",{"$nulls":4},"第1页 共2页"]
["序号","项目编码","项目名称",null,"项目特征描述","计量\n单位",null,"工程量","金额（元）"]
[{"$nulls":8},"综合单价","合价","其中"]
[{"$nulls":10},"定额\n人工费",null,"定额\n机械费","暂估价"]
[null,"1","照明工程",{"$nulls":4},""]
["1","030404017001","配电箱",null,"1、名称：AP10配电箱\n2、规格：含时控器、箱体内元器件等\n3、安装方式：壁挂安装\n4、其他：详见设计图纸及相关要求","台",null,"1.000"]
[]
["2","030411003001","桥架",null,"1、名称：铝合金线槽 \n2、型号：MR100*50*1.2mm","m",null,"15.000"]
["3","030411003002","桥架",null,"1、名称：铝合金线槽 \n2、型号：MR50*50*1.2mm","m",null,"100.000"]
["4","030413001001","铁构件",null,"1、名称 ：桥架支撑架\n2、材质：型钢\n3、规格：按设计要求及施工规范执行\n4、其他：具体详见图纸、图集、答疑、招标文件、政府相关文件、规范等其他资料，满足验收要求","t",null,"0.062"]
[]
[]
["5","030408003001","电缆保护管",null,"1、名称：电缆保护管\n2、规格：SC20\n3、敷设方式：明敷","m",null,"15.000"]
["6","WB030509001001","电源设备",null,"1、名称：开关电源 \n2、规格型号：AC220V:DC24V 400W","台",null,"6.000"]
["7","030408001001","电力电缆",null,"1、名称：铜芯电缆\n2、规格：ZR-YJV-3*4 \n3、敷设方式、部位：明敷","m",null,"95.330"]
["8","030408001002","电力电缆",null,"1、名称：铜芯电缆\n2、规格：ZR-YJV-5*4\n3、敷设方式、部位：明敷","m",null,"15.380"]
[]
[]
[{"$nulls":3},"测评合格编号:2021JS-02【新点造价软件V10.0安徽版】"]
["E.1 分部分项工程量清单计价表"]
["工程名称：亳州逸合府项目亮化工程-10#楼",{"$nulls":5},"标段：",{"$nulls":4},"第2页 共2页"]
["序号","项目编码","项目名称",null,"项目特征描述","计量\n单位",null,"工程量","金额（元）"]
[{"$nulls":8},"综合单价","合价","其中"]
[{"$nulls":10},"定额\n人工费",null,"定额\n机械费","暂估价"]
["9","030411004001","配线",null,"1、名称：护套软电线 \n2、型号：ZR-RVV-2x4 \n3、管内穿线","m",null,"135.000"]
["10","030411004002","配线",null,"1、名称：护套软电线 \n2、型号：ZR-RVV-3*2.5\n3、管内穿线","m",null,"15.000"]
["11","030412004001","装饰灯",null,"1、名称：LED线型灯L1\n2、规格：12W LED IP65 DC24V\n3、L=1000mm\n4、详见设计图纸及相关要求","套",null,"119.000"]
[]
["12","030412004002","装饰灯",null,"1、名称：LED线型灯L1A\n2、规格：6W LED IP65 DC24V\n3、L=500mm\n4、详见设计图纸及相关要求","套",null,"4.000"]
[]
["13","030412004003","装饰灯",null,"1、名称：LED线型灯L1B\n2、规格：4W LED IP65 DC24V\n3、L=300mm\n4、详见设计图纸及相关要求","套",null,"50.000"]
[]
["14"]
["15"]
["16"]
["17"]
[null,null,"分部小计",{"$nulls":4},""]
{"$rows_empty":11}
[{"$nulls":3},"测评合格编号:2021JS-02【新点造价软件V10.0安徽版】"]

{"sheet":"12.1 E.1 分部分项工程量清单计价表(所有标题)","index":8,"n_rows":50,"n_cols":14,"rows_kept":50,"merged":[[0,0,0,13],[1,0,1,5],[1,6,1,10],[1,11,1,13],[2,0,4,0],[2,1,4,1],[2,2,4,3],[2,4,4,4],[2,5,4,6],[2,7,4,7],[2,8,2,13],[3,8,4,8],[3,9,4,9],[3,10,3,13],[4,10,4,11],[5,2,5,4],[5,5,5,6],[5,10,5,11],[6,0,7,0],[6,1,7,1],[6,2,7,3],[6,4,7,4],[6,5,7,6],[6,7,7,7],[6,8,7,8],[6,9,7,9],[6,10,7,11],[6,12,7,12],[6,13,7,13],[8,2,8,3],[8,5,8,6],[8,10,8,11],[9,2,9,3],[9,5,9,6],[9,10,9,11],[10,0,12,0],[10,1,12,1],[10,2,12,3],[10,4,12,4],[10,5,12,6],[10,7,12,7],[10,8,12,8],[10,9,12,9],[10,10,12,11],[10,12,12,12],[10,13,12,13],[13,2,13,3],[13,5,13,6],[13,10,13,11],[14,2,14,3],[14,5,14,6],[14,10,14,11],[15,2,15,3],[15,5,15,6],[15,10,15,11],[16,2,16,3],[16,5,16,6],[16,10,16,11],[17,0,17,13],[19,3,19,13],[20,0,20,13],[21,0,21,5],[21,6,21,10],[21,11,21,13],[22,0,24,0],[22,1,24,1],[22,2,24,3],[22,4,24,4],[22,5,24,6],[22,7,24,7],[22,8,22,13],[23,8,24,8],[23,9,24,9],[23,10,23,13],[24,10,24,11],[25,2,25,3],[25,5,25,6],[25,10,25,11],[26,2,26,3],[26,5,26,6],[26,10,26,11],[27,0,28,0],[27,1,28,1],[27,2,28,3],[27,4,28,4],[27,5,28,6],[27,7,28,7],[27,8,28,8],[27,9,28,9],[27,10,28,11],[27,12,28,12],[27,13,28,13],[29,0,30,0],[29,1,30,1],[29,2,30,3],[29,4,30,4],[29,5,30,6],[29,7,30,7],[29,8,30,8],[29,9,30,9],[29,10,30,11],[29,12,30,12],[29,13,30,13],[31,0,32,0],[31,1,32,1],[31,2,32,3],[31,4,32,4],[31,5,32,6],[31,7,32,7],[31,8,32,8],[31,9,32,9],[31,10,32,11],[31,12,32,12],[31,13,32,13],[33,2,33,3],[33,5,33,6],[33,10,33,11],[34,2,34,3],[34,5,34,6],[34,10,34,11],[35,2,35,3],[35,5,35,6],[35,10,35,11],[36,2,36,3],[36,5,36,6],[36,10,36,11],[37,2,37,4],[37,5,37,6],[37,10,37,11],[38,2,38,3],[38,5,38,6],[38,10,38,11],[39,2,39,3],[39,5,39,6],[39,10,39,11],[40,2,40,3],[40,5,40,6],[40,10,40,11],[41,2,41,3],[41,5,41,6],[41,10,41,11],[42,2,42,3],[42,5,42,6],[42,10,42,11],[43,2,43,3],[43,5,43,6],[43,10,43,11],[44,2,44,3],[44,5,44,6],[44,10,44,11],[45,2,45,3],[45,5,45,6],[45,10,45,11],[46,2,46,3],[46,5,46,6],[46,10,46,11],[47,2,47,3],[47,5,47,6],[47,10,47,11],[48,0,48,13],[49,3,49,13]],"flags":["formulas_cached_only"]}
["E.1 分部分项工程量清单计价表"]
["工程名称：亳州逸合府项目亮化工程-11#楼",{"$nulls":5},"标段：",{"$nulls":4},"第1页 共2页"]
["序号","项目编码","项目名称",null,"项目特征描述","计量\n单位",null,"工程量","金额（元）"]
[{"$nulls":8},"综合单价","合价","其中"]
[{"$nulls":10},"定额\n人工费",null,"定额\n机械费","暂估价"]
[null,"1","照明工程",{"$nulls":4},""]
["1","030404017001","配电箱",null,"1、名称：AP11配电箱\n2、规格：含时控器、箱体内元器件等\n3、安装方式：壁挂安装\n4、其他：详见设计图纸及相关要求","台",null,"1.000"]
[]
["2","030411003001","桥架",null,"1、名称：铝合金线槽 \n2、型号：MR100*50*1.2mm","m",null,"15.000"]
["3","030411003002","桥架",null,"1、名称：铝合金线槽 \n2、型号：MR50*50*1.2mm","m",null,"155.000"]
["4","030413001001","铁构件",null,"1、名称 ：桥架支撑架\n2、材质：型钢\n3、规格：按设计要求及施工规范执行\n4、其他：具体详见图纸、图集、答疑、招标文件、政府相关文件、规范等其他资料，满足验收要求","t",null,"0.092"]
[]
[]
["5","030408003001","电缆保护管",null,"1、名称：电缆保护管\n2、规格：SC20\n3、敷设方式：明敷","m",null,"15.000"]
["6","WB030509001001","电源设备",null,"1、名称：开关电源 \n2、规格型号：AC220V:DC24V 400W","台",null,"7.000"]
["7","030408001001","电力电缆",null,"1、名称：铜芯电缆\n2、规格：ZR-YJV-3*4 \n3、敷设方式、部位：明敷","m",null,"107.630"]
["8","030408001002","电力电缆",null,"1、名称：铜芯电缆\n2、规格：ZR-YJV-5*4\n3、敷设方式、部位：明敷","m",null,"15.380"]
[]
[]
[{"$nulls":3},"测评合格编号:2021JS-02【新点造价软件V10.0安徽版】"]
["E.1 分部分项工程量清单计价表"]
["工程名称：亳州逸合府项目亮化工程-11#楼",{"$nulls":5},"标段：",{"$nulls":4},"第2页 共2页"]
["序号","项目编码","项目名称",null,"项目特征描述","计量\n单位",null,"工程量","金额（元）"]
[{"$nulls":8},"综合单价","合价","其中"]
[{"$nulls":10},"定额\n人工费",null,"定额\n机械费","暂估价"]
["9","030411004001","配线",null,"1、名称：护套软电线 \n2、型号：ZR-RVV-2x4 \n3、管内穿线","m",null,"163.000"]
["10","030411004002","配线",null,"1、名称：护套软电线 \n2、型号：ZR-RVV-3*2.5\n3、管内穿线","m",null,"15.000"]
["11","030412004001","装饰灯",null,"1、名称：LED线型灯L1\n2、规格：12W LED IP65 DC24V\n3、L=1000mm\n4、详见设计图纸及相关要求","套",null,"144.000"]
[]
["12","030412004002","装饰灯",null,"1、名称：LED线型灯L1A\n2、规格：6W LED IP65 DC24V\n3、L=500mm\n4、详见设计图纸及相关要求","套",null,"10.000"]
[]
["13","030412004003","装饰灯",null,"1、名称：LED线型灯L1B\n2、规格：4W LED IP65 DC24V\n3、L=300mm\n4、详见设计图纸及相关要求","套",null,"42.000"]
[]
["14"]
["15"]
["16"]
["17"]
[null,null,"分部小计",{"$nulls":4},""]
{"$rows_empty":11}
[{"$nulls":3},"测评合格编号:2021JS-02【新点造价软件V10.0安徽版】"]

{"sheet":"13.1 E.1 分部分项工程量清单计价表(所有标题)","index":9,"n_rows":50,"n_cols":14,"rows_kept":50,"merged":[[0,0,0,13],[1,0,1,5],[1,6,1,10],[1,11,1,13],[2,0,4,0],[2,1,4,1],[2,2,4,3],[2,4,4,4],[2,5,4,6],[2,7,4,7],[2,8,2,13],[3,8,4,8],[3,9,4,9],[3,10,3,13],[4,10,4,11],[5,2,5,4],[5,5,5,6],[5,10,5,11],[6,0,7,0],[6,1,7,1],[6,2,7,3],[6,4,7,4],[6,5,7,6],[6,7,7,7],[6,8,7,8],[6,9,7,9],[6,10,7,11],[6,12,7,12],[6,13,7,13],[8,2,8,3],[8,5,8,6],[8,10,8,11],[9,2,9,3],[9,5,9,6],[9,10,9,11],[10,0,12,0],[10,1,12,1],[10,2,12,3],[10,4,12,4],[10,5,12,6],[10,7,12,7],[10,8,12,8],[10,9,12,9],[10,10,12,11],[10,12,12,12],[10,13,12,13],[13,2,13,3],[13,5,13,6],[13,10,13,11],[14,2,14,3],[14,5,14,6],[14,10,14,11],[15,2,15,3],[15,5,15,6],[15,10,15,11],[16,2,16,3],[16,5,16,6],[16,10,16,11],[17,0,17,13],[19,3,19,13],[20,0,20,13],[21,0,21,5],[21,6,21,10],[21,11,21,13],[22,0,24,0],[22,1,24,1],[22,2,24,3],[22,4,24,4],[22,5,24,6],[22,7,24,7],[22,8,22,13],[23,8,24,8],[23,9,24,9],[23,10,23,13],[24,10,24,11],[25,2,25,3],[25,5,25,6],[25,10,25,11],[26,2,26,3],[26,5,26,6],[26,10,26,11],[27,0,28,0],[27,1,28,1],[27,2,28,3],[27,4,28,4],[27,5,28,6],[27,7,28,7],[27,8,28,8],[27,9,28,9],[27,10,28,11],[27,12,28,12],[27,13,28,13],[29,0,30,0],[29,1,30,1],[29,2,30,3],[29,4,30,4],[29,5,30,6],[29,7,30,7],[29,8,30,8],[29,9,30,9],[29,10,30,11],[29,12,30,12],[29,13,30,13],[31,0,32,0],[31,1,32,1],[31,2,32,3],[31,4,32,4],[31,5,32,6],[31,7,32,7],[31,8,32,8],[31,9,32,9],[31,10,32,11],[31,12,32,12],[31,13,32,13],[33,2,33,3],[33,5,33,6],[33,10,33,11],[34,2,34,3],[34,5,34,6],[34,10,34,11],[35,2,35,3],[35,5,35,6],[35,10,35,11],[36,2,36,3],[36,5,36,6],[36,10,36,11],[37,2,37,4],[37,5,37,6],[37,10,37,11],[38,2,38,3],[38,5,38,6],[38,10,38,11],[39,2,39,3],[39,5,39,6],[39,10,39,11],[40,2,40,3],[40,5,40,6],[40,10,40,11],[41,2,41,3],[41,5,41,6],[41,10,41,11],[42,2,42,3],[42,5,42,6],[42,10,42,11],[43,2,43,3],[43,5,43,6],[43,10,43,11],[44,2,44,3],[44,5,44,6],[44,10,44,11],[45,2,45,3],[45,5,45,6],[45,10,45,11],[46,2,46,3],[46,5,46,6],[46,10,46,11],[47,2,47,3],[47,5,47,6],[47,10,47,11],[48,0,48,13],[49,3,49,13]],"flags":["formulas_cached_only"]}
["E.1 分部分项工程量清单计价表"]
["工程名称：亳州逸合府项目亮化工程-18#楼",{"$nulls":5},"标段：",{"$nulls":4},"第1页 共2页"]
["序号","项目编码","项目名称",null,"项目特征描述","计量\n单位",null,"工程量","金额（元）"]
[{"$nulls":8},"综合单价","合价","其中"]
[{"$nulls":10},"定额\n人工费",null,"定额\n机械费","暂估价"]
[null,"1","照明工程",{"$nulls":4},""]
["1","030404017001","配电箱",null,"1、名称：AP18配电箱\n2、规格：含时控器、箱体内元器件等\n3、安装方式：壁挂安装\n4、其他：详见设计图纸及相关要求","台",null,"1.000"]
[]
["2","030411003001","桥架",null,"1、名称：铝合金线槽 \n2、型号：MR100*50*1.2mm","m",null,"40.000"]
["3","030411003002","桥架",null,"1、名称：铝合金线槽 \n2、型号：MR50*50*1.2mm","m",null,"155.000"]
["4","030413001001","铁构件",null,"1、名称 ：桥架支撑架\n2、材质：型钢\n3、规格：按设计要求及施工规范执行\n4、其他：具体详见图纸、图集、答疑、招标文件、政府相关文件、规范等其他资料，满足验收要求","t",null,"0.106"]
[]
[]
["5","030408003001","电缆保护管",null,"1、名称：电缆保护管\n2、规格：SC20\n3、敷设方式：明敷","m",null,"15.000"]
["6","WB030509001001","电源设备",null,"1、名称：开关电源 \n2、规格型号：AC220V:DC24V 400W","台",null,"7.000"]
["7","030408001001","电力电缆",null,"1、名称：铜芯电缆\n2、规格：ZR-YJV-3*4 \n3、敷设方式、部位：明敷","m",null,"107.630"]
["8","030408001002","电力电缆",null,"1、名称：铜芯电缆\n2、规格：ZR-YJV-5*4\n3、敷设方式、部位：明敷","m",null,"15.380"]
[]
[]
[{"$nulls":3},"测评合格编号:2021JS-02【新点造价软件V10.0安徽版】"]
["E.1 分部分项工程量清单计价表"]
["工程名称：亳州逸合府项目亮化工程-18#楼",{"$nulls":5},"标段：",{"$nulls":4},"第2页 共2页"]
["序号","项目编码","项目名称",null,"项目特征描述","计量\n单位",null,"工程量","金额（元）"]
[{"$nulls":8},"综合单价","合价","其中"]
[{"$nulls":10},"定额\n人工费",null,"定额\n机械费","暂估价"]
["9","030411004001","配线",null,"1、名称：护套软电线 \n2、型号：ZR-RVV-2x4 \n3、管内穿线","m",null,"288.000"]
["10","030411004002","配线",null,"1、名称：护套软电线 \n2、型号：ZR-RVV-3*2.5\n3、管内穿线","m",null,"15.000"]
["11","030412004001","装饰灯",null,"1、名称：LED线型灯L1\n2、规格：12W LED IP65 DC24V\n3、L=1000mm\n4、详见设计图纸及相关要求","套",null,"144.000"]
[]
["12","030412004002","装饰灯",null,"1、名称：LED线型灯L1A\n2、规格：6W LED IP65 DC24V\n3、L=500mm\n4、详见设计图纸及相关要求","套",null,"10.000"]
[]
["13","030412004003","装饰灯",null,"1、名称：LED线型灯L1B\n2、规格：4W LED IP65 DC24V\n3、L=300mm\n4、详见设计图纸及相关要求","套",null,"42.000"]
[]
["14"]
["15"]
["16"]
["17"]
[null,null,"分部小计",{"$nulls":4},""]
{"$rows_empty":11}
[{"$nulls":3},"测评合格编号:2021JS-02【新点造价软件V10.0安徽版】"]

{"sheet":"14.1 E.1 分部分项工程量清单计价表(所有标题)","index":10,"n_rows":50,"n_cols":14,"rows_kept":50,"merged":[[0,0,0,13],[1,0,1,5],[1,6,1,10],[1,11,1,13],[2,0,4,0],[2,1,4,1],[2,2,4,3],[2,4,4,4],[2,5,4,6],[2,7,4,7],[2,8,2,13],[3,8,4,8],[3,9,4,9],[3,10,3,13],[4,10,4,11],[5,2,5,4],[5,5,5,6],[5,10,5,11],[6,0,7,0],[6,1,7,1],[6,2,7,3],[6,4,7,4],[6,5,7,6],[6,7,7,7],[6,8,7,8],[6,9,7,9],[6,10,7,11],[6,12,7,12],[6,13,7,13],[8,2,8,3],[8,5,8,6],[8,10,8,11],[9,2,9,3],[9,5,9,6],[9,10,9,11],[10,0,12,0],[10,1,12,1],[10,2,12,3],[10,4,12,4],[10,5,12,6],[10,7,12,7],[10,8,12,8],[10,9,12,9],[10,10,12,11],[10,12,12,12],[10,13,12,13],[13,2,13,3],[13,5,13,6],[13,10,13,11],[14,2,14,3],[14,5,14,6],[14,10,14,11],[15,2,15,3],[15,5,15,6],[15,10,15,11],[16,2,16,3],[16,5,16,6],[16,10,16,11],[17,0,17,13],[19,3,19,13],[20,0,20,13],[21,0,21,5],[21,6,21,10],[21,11,21,13],[22,0,24,0],[22,1,24,1],[22,2,24,3],[22,4,24,4],[22,5,24,6],[22,7,24,7],[22,8,22,13],[23,8,24,8],[23,9,24,9],[23,10,23,13],[24,10,24,11],[25,2,25,3],[25,5,25,6],[25,10,25,11],[26,2,26,3],[26,5,26,6],[26,10,26,11],[27,0,28,0],[27,1,28,1],[27,2,28,3],[27,4,28,4],[27,5,28,6],[27,7,28,7],[27,8,28,8],[27,9,28,9],[27,10,28,11],[27,12,28,12],[27,13,28,13],[29,0,30,0],[29,1,30,1],[29,2,30,3],[29,4,30,4],[29,5,30,6],[29,7,30,7],[29,8,30,8],[29,9,30,9],[29,10,30,11],[29,12,30,12],[29,13,30,13],[31,0,32,0],[31,1,32,1],[31,2,32,3],[31,4,32,4],[31,5,32,6],[31,7,32,7],[31,8,32,8],[31,9,32,9],[31,10,32,11],[31,12,32,12],[31,13,32,13],[33,2,33,3],[33,5,33,6],[33,10,33,11],[34,2,34,3],[34,5,34,6],[34,10,34,11],[35,2,35,3],[35,5,35,6],[35,10,35,11],[36,2,36,3],[36,5,36,6],[36,10,36,11],[37,2,37,4],[37,5,37,6],[37,10,37,11],[38,2,38,3],[38,5,38,6],[38,10,38,11],[39,2,39,3],[39,5,39,6],[39,10,39,11],[40,2,40,3],[40,5,40,6],[40,10,40,11],[41,2,41,3],[41,5,41,6],[41,10,41,11],[42,2,42,3],[42,5,42,6],[42,10,42,11],[43,2,43,3],[43,5,43,6],[43,10,43,11],[44,2,44,3],[44,5,44,6],[44,10,44,11],[45,2,45,3],[45,5,45,6],[45,10,45,11],[46,2,46,3],[46,5,46,6],[46,10,46,11],[47,2,47,3],[47,5,47,6],[47,10,47,11],[48,0,48,13],[49,3,49,13]],"flags":["formulas_cached_only"]}
["E.1 分部分项工程量清单计价表"]
["工程名称：亳州逸合府项目亮化工程-19#楼",{"$nulls":5},"标段：",{"$nulls":4},"第1页 共2页"]
["序号","项目编码","项目名称",null,"项目特征描述","计量\n单位",null,"工程量","金额（元）"]
[{"$nulls":8},"综合单价","合价","其中"]
[{"$nulls":10},"定额\n人工费",null,"定额\n机械费","暂估价"]
[null,"1","照明工程",{"$nulls":4},""]
["1","030404017001","配电箱",null,"1、名称：AP19配电箱\n2、规格：含时控器、箱体内元器件等\n3、安装方式：壁挂安装\n4、其他：详见设计图纸及相关要求","台",null,"1.000"]
[]
["2","030411003001","桥架",null,"1、名称：铝合金线槽 \n2、型号：MR100*50*1.2mm","m",null,"15.000"]
["3","030411003002","桥架",null,"1、名称：铝合金线槽 \n2、型号：MR50*50*1.2mm","m",null,"155.000"]
["4","030413001001","铁构件",null,"1、名称 ：桥架支撑架\n2、材质：型钢\n3、规格：按设计要求及施工规范执行\n4、其他：具体详见图纸、图集、答疑、招标文件、政府相关文件、规范等其他资料，满足验收要求","t",null,"0.091"]
[]
[]
["5","030408003001","电缆保护管",null,"1、名称：电缆保护管\n2、规格：SC20\n3、敷设方式：明敷","m",null,"15.000"]
["6","WB030509001001","电源设备",null,"1、名称：开关电源 \n2、规格型号：AC220V:DC24V 400W","台",null,"7.000"]
["7","030408001001","电力电缆",null,"1、名称：铜芯电缆\n2、规格：ZR-YJV-3*4 \n3、敷设方式、部位：明敷","m",null,"107.630"]
["8","030408001002","电力电缆",null,"1、名称：铜芯电缆\n2、规格：ZR-YJV-5*4\n3、敷设方式、部位：明敷","m",null,"15.380"]
[]
[]
[{"$nulls":3},"测评合格编号:2021JS-02【新点造价软件V10.0安徽版】"]
["E.1 分部分项工程量清单计价表"]
["工程名称：亳州逸合府项目亮化工程-19#楼",{"$nulls":5},"标段：",{"$nulls":4},"第2页 共2页"]
["序号","项目编码","项目名称",null,"项目特征描述","计量\n单位",null,"工程量","金额（元）"]
[{"$nulls":8},"综合单价","合价","其中"]
[{"$nulls":10},"定额\n人工费",null,"定额\n机械费","暂估价"]
["9","030411004001","配线",null,"1、名称：护套软电线 \n2、型号：ZR-RVV-2x4 \n3、管内穿线","m",null,"163.000"]
["10","030411004002","配线",null,"1、名称：护套软电线 \n2、型号：ZR-RVV-3*2.5\n3、管内穿线","m",null,"15.000"]
["11","030412004001","装饰灯",null,"1、名称：LED线型灯L1\n2、规格：12W LED IP65 DC24V\n3、L=1000mm\n4、详见设计图纸及相关要求","套",null,"144.000"]
[]
["12","030412004002","装饰灯",null,"1、名称：LED线型灯L1A\n2、规格：6W LED IP65 DC24V\n3、L=500mm\n4、详见设计图纸及相关要求","套",null,"10.000"]
[]
["13","030412004003","装饰灯",null,"1、名称：LED线型灯L1B\n2、规格：4W LED IP65 DC24V\n3、L=300mm\n4、详见设计图纸及相关要求","套",null,"42.000"]
[]
["14"]
["15"]
["16"]
["17"]
[null,null,"分部小计",{"$nulls":4},""]
{"$rows_empty":11}
[{"$nulls":3},"测评合格编号:2021JS-02【新点造价软件V10.0安徽版】"]

{"sheet":"15.1 E.1 分部分项工程量清单计价表(所有标题)","index":11,"n_rows":50,"n_cols":14,"rows_kept":50,"merged":[[0,0,0,13],[1,0,1,5],[1,6,1,10],[1,11,1,13],[2,0,4,0],[2,1,4,1],[2,2,4,3],[2,4,4,4],[2,5,4,6],[2,7,4,7],[2,8,2,13],[3,8,4,8],[3,9,4,9],[3,10,3,13],[4,10,4,11],[5,2,5,4],[5,5,5,6],[5,10,5,11],[6,0,7,0],[6,1,7,1],[6,2,7,3],[6,4,7,4],[6,5,7,6],[6,7,7,7],[6,8,7,8],[6,9,7,9],[6,10,7,11],[6,12,7,12],[6,13,7,13],[8,2,8,3],[8,5,8,6],[8,10,8,11],[9,2,9,3],[9,5,9,6],[9,10,9,11],[10,0,12,0],[10,1,12,1],[10,2,12,3],[10,4,12,4],[10,5,12,6],[10,7,12,7],[10,8,12,8],[10,9,12,9],[10,10,12,11],[10,12,12,12],[10,13,12,13],[13,2,13,3],[13,5,13,6],[13,10,13,11],[14,2,14,3],[14,5,14,6],[14,10,14,11],[15,2,15,3],[15,5,15,6],[15,10,15,11],[16,2,16,3],[16,5,16,6],[16,10,16,11],[17,0,17,13],[19,3,19,13],[20,0,20,13],[21,0,21,5],[21,6,21,10],[21,11,21,13],[22,0,24,0],[22,1,24,1],[22,2,24,3],[22,4,24,4],[22,5,24,6],[22,7,24,7],[22,8,22,13],[23,8,24,8],[23,9,24,9],[23,10,23,13],[24,10,24,11],[25,2,25,3],[25,5,25,6],[25,10,25,11],[26,2,26,3],[26,5,26,6],[26,10,26,11],[27,0,28,0],[27,1,28,1],[27,2,28,3],[27,4,28,4],[27,5,28,6],[27,7,28,7],[27,8,28,8],[27,9,28,9],[27,10,28,11],[27,12,28,12],[27,13,28,13],[29,0,30,0],[29,1,30,1],[29,2,30,3],[29,4,30,4],[29,5,30,6],[29,7,30,7],[29,8,30,8],[29,9,30,9],[29,10,30,11],[29,12,30,12],[29,13,30,13],[31,0,32,0],[31,1,32,1],[31,2,32,3],[31,4,32,4],[31,5,32,6],[31,7,32,7],[31,8,32,8],[31,9,32,9],[31,10,32,11],[31,12,32,12],[31,13,32,13],[33,2,33,3],[33,5,33,6],[33,10,33,11],[34,2,34,3],[34,5,34,6],[34,10,34,11],[35,2,35,3],[35,5,35,6],[35,10,35,11],[36,2,36,3],[36,5,36,6],[36,10,36,11],[37,2,37,4],[37,5,37,6],[37,10,37,11],[38,2,38,3],[38,5,38,6],[38,10,38,11],[39,2,39,3],[39,5,39,6],[39,10,39,11],[40,2,40,3],[40,5,40,6],[40,10,40,11],[41,2,41,3],[41,5,41,6],[41,10,41,11],[42,2,42,3],[42,5,42,6],[42,10,42,11],[43,2,43,3],[43,5,43,6],[43,10,43,11],[44,2,44,3],[44,5,44,6],[44,10,44,11],[45,2,45,3],[45,5,45,6],[45,10,45,11],[46,2,46,3],[46,5,46,6],[46,10,46,11],[47,2,47,3],[47,5,47,6],[47,10,47,11],[48,0,48,13],[49,3,49,13]],"flags":["formulas_cached_only"]}
["E.1 分部分项工程量清单计价表"]
["工程名称：亳州逸合府项目亮化工程-20#楼",{"$nulls":5},"标段：",{"$nulls":4},"第1页 共2页"]
["序号","项目编码","项目名称",null,"项目特征描述","计量\n单位",null,"工程量","金额（元）"]
[{"$nulls":8},"综合单价","合价","其中"]
[{"$nulls":10},"定额\n人工费",null,"定额\n机械费","暂估价"]
[null,"1","照明工程",{"$nulls":4},""]
["1","030404017001","配电箱",null,"1、名称：AP20配电箱\n2、规格：含时控器、箱体内元器件等\n3、安装方式：壁挂安装\n4、其他：详见设计图纸及相关要求","台",null,"1.000"]
[]
["2","030411003001","桥架",null,"1、名称：铝合金线槽 \n2、型号：MR100*50*1.2mm","m",null,"15.000"]
["3","030411003002","桥架",null,"1、名称：铝合金线槽 \n2、型号：MR50*50*1.2mm","m",null,"155.000"]
["4","030413001001","铁构件",null,"1、名称 ：桥架支撑架\n2、材质：型钢\n3、规格：按设计要求及施工规范执行\n4、其他：具体详见图纸、图集、答疑、招标文件、政府相关文件、规范等其他资料，满足验收要求","t",null,"0.091"]
[]
[]
["5","030408003001","电缆保护管",null,"1、名称：电缆保护管\n2、规格：SC20\n3、敷设方式：明敷","m",null,"15.000"]
["6","WB030509001001","电源设备",null,"1、名称：开关电源 \n2、规格型号：AC220V:DC24V 400W","台",null,"7.000"]
["7","030408001001","电力电缆",null,"1、名称：铜芯电缆\n2、规格：ZR-YJV-3*4 \n3、敷设方式、部位：明敷","m",null,"107.630"]
["8","030408001002","电力电缆",null,"1、名称：铜芯电缆\n2、规格：ZR-YJV-5*4\n3、敷设方式、部位：明敷","m",null,"15.380"]
[]
[]
[{"$nulls":3},"测评合格编号:2021JS-02【新点造价软件V10.0安徽版】"]
["E.1 分部分项工程量清单计价表"]
["工程名称：亳州逸合府项目亮化工程-20#楼",{"$nulls":5},"标段：",{"$nulls":4},"第2页 共2页"]
["序号","项目编码","项目名称",null,"项目特征描述","计量\n单位",null,"工程量","金额（元）"]
[{"$nulls":8},"综合单价","合价","其中"]
[{"$nulls":10},"定额\n人工费",null,"定额\n机械费","暂估价"]
["9","030411004001","配线",null,"1、名称：护套软电线 \n2、型号：ZR-RVV-2x4 \n3、管内穿线","m",null,"163.000"]
["10","030411004002","配线",null,"1、名称：护套软电线 \n2、型号：ZR-RVV-3*2.5\n3、管内穿线","m",null,"15.000"]
["11","030412004001","装饰灯",null,"1、名称：LED线型灯L1\n2、规格：12W LED IP65 DC24V\n3、L=1000mm\n4、详见设计图纸及相关要求","套",null,"144.000"]
[]
["12","030412004002","装饰灯",null,"1、名称：LED线型灯L1A\n2、规格：6W LED IP65 DC24V\n3、L=500mm\n4、详见设计图纸及相关要求","套",null,"10.000"]
[]
["13","030412004003","装饰灯",null,"1、名称：LED线型灯L1B\n2、规格：4W LED IP65 DC24V\n3、L=300mm\n4、详见设计图纸及相关要求","套",null,"42.000"]
[]
["14"]
["15"]
["16"]
["17"]
[null,null,"分部小计",{"$nulls":4},""]
{"$rows_empty":11}
[{"$nulls":3},"测评合格编号:2021JS-02【新点造价软件V10.0安徽版】"]

{"sheet":"16.1 E.1 分部分项工程量清单计价表(所有标题)","index":12,"n_rows":50,"n_cols":14,"rows_kept":50,"merged":[[0,0,0,13],[1,0,1,5],[1,6,1,10],[1,11,1,13],[2,0,4,0],[2,1,4,1],[2,2,4,3],[2,4,4,4],[2,5,4,6],[2,7,4,7],[2,8,2,13],[3,8,4,8],[3,9,4,9],[3,10,3,13],[4,10,4,11],[5,2,5,4],[5,5,5,6],[5,10,5,11],[6,0,7,0],[6,1,7,1],[6,2,7,3],[6,4,7,4],[6,5,7,6],[6,7,7,7],[6,8,7,8],[6,9,7,9],[6,10,7,11],[6,12,7,12],[6,13,7,13],[8,2,8,3],[8,5,8,6],[8,10,8,11],[9,2,9,3],[9,5,9,6],[9,10,9,11],[10,0,12,0],[10,1,12,1],[10,2,12,3],[10,4,12,4],[10,5,12,6],[10,7,12,7],[10,8,12,8],[10,9,12,9],[10,10,12,11],[10,12,12,12],[10,13,12,13],[13,2,13,3],[13,5,13,6],[13,10,13,11],[14,2,14,3],[14,5,14,6],[14,10,14,11],[15,2,15,3],[15,5,15,6],[15,10,15,11],[16,2,16,3],[16,5,16,6],[16,10,16,11],[17,0,17,13],[19,3,19,13],[20,0,20,13],[21,0,21,5],[21,6,21,10],[21,11,21,13],[22,0,24,0],[22,1,24,1],[22,2,24,3],[22,4,24,4],[22,5,24,6],[22,7,24,7],[22,8,22,13],[23,8,24,8],[23,9,24,9],[23,10,23,13],[24,10,24,11],[25,2,25,3],[25,5,25,6],[25,10,25,11],[26,2,26,3],[26,5,26,6],[26,10,26,11],[27,0,28,0],[27,1,28,1],[27,2,28,3],[27,4,28,4],[27,5,28,6],[27,7,28,7],[27,8,28,8],[27,9,28,9],[27,10,28,11],[27,12,28,12],[27,13,28,13],[29,0,30,0],[29,1,30,1],[29,2,30,3],[29,4,30,4],[29,5,30,6],[29,7,30,7],[29,8,30,8],[29,9,30,9],[29,10,30,11],[29,12,30,12],[29,13,30,13],[31,0,32,0],[31,1,32,1],[31,2,32,3],[31,4,32,4],[31,5,32,6],[31,7,32,7],[31,8,32,8],[31,9,32,9],[31,10,32,11],[31,12,32,12],[31,13,32,13],[33,2,33,3],[33,5,33,6],[33,10,33,11],[34,2,34,3],[34,5,34,6],[34,10,34,11],[35,2,35,3],[35,5,35,6],[35,10,35,11],[36,2,36,3],[36,5,36,6],[36,10,36,11],[37,2,37,4],[37,5,37,6],[37,10,37,11],[38,2,38,3],[38,5,38,6],[38,10,38,11],[39,2,39,3],[39,5,39,6],[39,10,39,11],[40,2,40,3],[40,5,40,6],[40,10,40,11],[41,2,41,3],[41,5,41,6],[41,10,41,11],[42,2,42,3],[42,5,42,6],[42,10,42,11],[43,2,43,3],[43,5,43,6],[43,10,43,11],[44,2,44,3],[44,5,44,6],[44,10,44,11],[45,2,45,3],[45,5,45,6],[45,10,45,11],[46,2,46,3],[46,5,46,6],[46,10,46,11],[47,2,47,3],[47,5,47,6],[47,10,47,11],[48,0,48,13],[49,3,49,13]],"flags":["formulas_cached_only"]}
["E.1 分部分项工程量清单计价表"]
["工程名称：亳州逸合府项目亮化工程-27#楼",{"$nulls":5},"标段：",{"$nulls":4},"第1页 共2页"]
["序号","项目编码","项目名称",null,"项目特征描述","计量\n单位",null,"工程量","金额（元）"]
[{"$nulls":8},"综合单价","合价","其中"]
[{"$nulls":10},"定额\n人工费",null,"定额\n机械费","暂估价"]
[null,"1","照明工程",{"$nulls":4},""]
["1","030404017001","配电箱",null,"1、名称：AP27配电箱\n2、规格：含时控器、箱体内元器件等\n3、安装方式：壁挂安装\n4、其他：详见设计图纸及相关要求","台",null,"1.000"]
[]
["2","030411003001","桥架",null,"1、名称：铝合金线槽 \n2、型号：MR100*50*1.2mm","m",null,"15.000"]
["3","030411003002","桥架",null,"1、名称：铝合金线槽 \n2、型号：MR50*50*1.2mm","m",null,"155.000"]
["4","030413001001","铁构件",null,"1、名称 ：桥架支撑架\n2、材质：型钢\n3、规格：按设计要求及施工规范执行\n4、其他：具体详见图纸、图集、答疑、招标文件、政府相关文件、规范等其他资料，满足验收要求","t",null,"0.091"]
[]
[]
["5","030408003001","电缆保护管",null,"1、名称：电缆保护管\n2、规格：SC20\n3、敷设方式：明敷","m",null,"15.000"]
["6","WB030509001001","电源设备",null,"1、名称：开关电源 \n2、规格型号：AC220V:DC24V 400W","台",null,"7.000"]
["7","030408001001","电力电缆",null,"1、名称：铜芯电缆\n2、规格：ZR-YJV-3*4 \n3、敷设方式、部位：明敷","m",null,"107.630"]
["8","030408001002","电力电缆",null,"1、名称：铜芯电缆\n2、规格：ZR-YJV-5*4\n3、敷设方式、部位：明敷","m",null,"15.380"]
[]
[]
[{"$nulls":3},"测评合格编号:2021JS-02【新点造价软件V10.0安徽版】"]
["E.1 分部分项工程量清单计价表"]
["工程名称：亳州逸合府项目亮化工程-27#楼",{"$nulls":5},"标段：",{"$nulls":4},"第2页 共2页"]
["序号","项目编码","项目名称",null,"项目特征描述","计量\n单位",null,"工程量","金额（元）"]
[{"$nulls":8},"综合单价","合价","其中"]
[{"$nulls":10},"定额\n人工费",null,"定额\n机械费","暂估价"]
["9","030411004001","配线",null,"1、名称：护套软电线 \n2、型号：ZR-RVV-2x4 \n3、管内穿线","m",null,"163.000"]
["10","030411004002","配线",null,"1、名称：护套软电线 \n2、型号：ZR-RVV-3*2.5\n3、管内穿线","m",null,"15.000"]
["11","030412004001","装饰灯",null,"1、名称：LED线型灯L1\n2、规格：12W LED IP65 DC24V\n3、L=1000mm\n4、详见设计图纸及相关要求","套",null,"150.000"]
[]
["12","030412004002","装饰灯",null,"1、名称：LED线型灯L1A\n2、规格：6W LED IP65 DC24V\n3、L=500mm\n4、详见设计图纸及相关要求","套",null,"12.000"]
[]
["13","030412004003","装饰灯",null,"1、名称：LED线型灯L1B\n2、规格：4W LED IP65 DC24V\n3、L=300mm\n4、详见设计图纸及相关要求","套",null,"43.000"]
[]
["14"]
["15"]
["16"]
["17"]
[null,null,"分部小计",{"$nulls":4},""]
{"$rows_empty":11}
[{"$nulls":3},"测评合格编号:2021JS-02【新点造价软件V10.0安徽版】"]

{"sheet":"17.1 E.1 分部分项工程量清单计价表(所有标题)","index":13,"n_rows":50,"n_cols":14,"rows_kept":50,"merged":[[0,0,0,13],[1,0,1,5],[1,6,1,10],[1,11,1,13],[2,0,4,0],[2,1,4,1],[2,2,4,3],[2,4,4,4],[2,5,4,6],[2,7,4,7],[2,8,2,13],[3,8,4,8],[3,9,4,9],[3,10,3,13],[4,10,4,11],[5,2,5,4],[5,5,5,6],[5,10,5,11],[6,0,7,0],[6,1,7,1],[6,2,7,3],[6,4,7,4],[6,5,7,6],[6,7,7,7],[6,8,7,8],[6,9,7,9],[6,10,7,11],[6,12,7,12],[6,13,7,13],[8,2,8,3],[8,5,8,6],[8,10,8,11],[9,2,9,3],[9,5,9,6],[9,10,9,11],[10,0,12,0],[10,1,12,1],[10,2,12,3],[10,4,12,4],[10,5,12,6],[10,7,12,7],[10,8,12,8],[10,9,12,9],[10,10,12,11],[10,12,12,12],[10,13,12,13],[13,2,13,3],[13,5,13,6],[13,10,13,11],[14,2,14,3],[14,5,14,6],[14,10,14,11],[15,2,15,3],[15,5,15,6],[15,10,15,11],[16,2,16,3],[16,5,16,6],[16,10,16,11],[17,0,17,13],[19,3,19,13],[20,0,20,13],[21,0,21,5],[21,6,21,10],[21,11,21,13],[22,0,24,0],[22,1,24,1],[22,2,24,3],[22,4,24,4],[22,5,24,6],[22,7,24,7],[22,8,22,13],[23,8,24,8],[23,9,24,9],[23,10,23,13],[24,10,24,11],[25,2,25,3],[25,5,25,6],[25,10,25,11],[26,2,26,3],[26,5,26,6],[26,10,26,11],[27,0,28,0],[27,1,28,1],[27,2,28,3],[27,4,28,4],[27,5,28,6],[27,7,28,7],[27,8,28,8],[27,9,28,9],[27,10,28,11],[27,12,28,12],[27,13,28,13],[29,0,30,0],[29,1,30,1],[29,2,30,3],[29,4,30,4],[29,5,30,6],[29,7,30,7],[29,8,30,8],[29,9,30,9],[29,10,30,11],[29,12,30,12],[29,13,30,13],[31,0,32,0],[31,1,32,1],[31,2,32,3],[31,4,32,4],[31,5,32,6],[31,7,32,7],[31,8,32,8],[31,9,32,9],[31,10,32,11],[31,12,32,12],[31,13,32,13],[33,2,33,3],[33,5,33,6],[33,10,33,11],[34,2,34,3],[34,5,34,6],[34,10,34,11],[35,2,35,3],[35,5,35,6],[35,10,35,11],[36,2,36,3],[36,5,36,6],[36,10,36,11],[37,2,37,4],[37,5,37,6],[37,10,37,11],[38,2,38,3],[38,5,38,6],[38,10,38,11],[39,2,39,3],[39,5,39,6],[39,10,39,11],[40,2,40,3],[40,5,40,6],[40,10,40,11],[41,2,41,3],[41,5,41,6],[41,10,41,11],[42,2,42,3],[42,5,42,6],[42,10,42,11],[43,2,43,3],[43,5,43,6],[43,10,43,11],[44,2,44,3],[44,5,44,6],[44,10,44,11],[45,2,45,3],[45,5,45,6],[45,10,45,11],[46,2,46,3],[46,5,46,6],[46,10,46,11],[47,2,47,3],[47,5,47,6],[47,10,47,11],[48,0,48,13],[49,3,49,13]],"flags":["formulas_cached_only"]}
["E.1 分部分项工程量清单计价表"]
["工程名称：亳州逸合府项目亮化工程-28#楼",{"$nulls":5},"标段：",{"$nulls":4},"第1页 共2页"]
["序号","项目编码","项目名称",null,"项目特征描述","计量\n单位",null,"工程量","金额（元）"]
[{"$nulls":8},"综合单价","合价","其中"]
[{"$nulls":10},"定额\n人工费",null,"定额\n机械费","暂估价"]
[null,"1","照明工程",{"$nulls":4},""]
["1","030404017001","配电箱",null,"1、名称：AP28配电箱\n2、规格：含时控器、箱体内元器件等\n3、安装方式：壁挂安装\n4、其他：详见设计图纸及相关要求","台",null,"1.000"]
[]
["2","030411003001","桥架",null,"1、名称：铝合金线槽 \n2、型号：MR100*50*1.2mm","m",null,"15.000"]
["3","030411003002","桥架",null,"1、名称：铝合金线槽 \n2、型号：MR50*50*1.2mm","m",null,"180.000"]
["4","030413001001","铁构件",null,"1、名称 ：桥架支撑架\n2、材质：型钢\n3、规格：按设计要求及施工规范执行\n4、其他：具体详见图纸、图集、答疑、招标文件、政府相关文件、规范等其他资料，满足验收要求","t",null,"0.104"]
[]
[]
["5","030408003001","电缆保护管",null,"1、名称：电缆保护管\n2、规格：SC20\n3、敷设方式：明敷","m",null,"35.000"]
["6","WB030509001001","电源设备",null,"1、名称：开关电源 \n2、规格型号：AC220V:DC24V 400W","台",null,"7.000"]
["7","030408001001","电力电缆",null,"1、名称：铜芯电缆\n2、规格：ZR-YJV-3*4 \n3、敷设方式、部位：明敷","m",null,"107.630"]
["8","030408001002","电力电缆",null,"1、名称：铜芯电缆\n2、规格：ZR-YJV-5*4\n3、敷设方式、部位：明敷","m",null,"15.380"]
[]
[]
[{"$nulls":3},"测评合格编号:2021JS-02【新点造价软件V10.0安徽版】"]
["E.1 分部分项工程量清单计价表"]
["工程名称：亳州逸合府项目亮化工程-28#楼",{"$nulls":5},"标段：",{"$nulls":4},"第2页 共2页"]
["序号","项目编码","项目名称",null,"项目特征描述","计量\n单位",null,"工程量","金额（元）"]
[{"$nulls":8},"综合单价","合价","其中"]
[{"$nulls":10},"定额\n人工费",null,"定额\n机械费","暂估价"]
["9","030411004001","配线",null,"1、名称：护套软电线 \n2、型号：ZR-RVV-2x4 \n3、管内穿线","m",null,"300.000"]
["10","030411004002","配线",null,"1、名称：护套软电线 \n2、型号：ZR-RVV-3*2.5\n3、管内穿线","m",null,"35.000"]
["11","030412004001","装饰灯",null,"1、名称：LED线型灯L1\n2、规格：12W LED IP65 DC24V\n3、L=1000mm\n4、详见设计图纸及相关要求","套",null,"150.000"]
[]
["12","030412004002","装饰灯",null,"1、名称：LED线型灯L1A\n2、规格：6W LED IP65 DC24V\n3、L=500mm\n4、详见设计图纸及相关要求","套",null,"12.000"]
[]
["13","030412004003","装饰灯",null,"1、名称：LED线型灯L1B\n2、规格：4W LED IP65 DC24V\n3、L=300mm\n4、详见设计图纸及相关要求","套",null,"43.000"]
[]
["14"]
["15"]
["16"]
["17"]
[null,null,"分部小计",{"$nulls":4},""]
{"$rows_empty":11}
[{"$nulls":3},"测评合格编号:2021JS-02【新点造价软件V10.0安徽版】"]

{"sheet":"18.1 E.1 分部分项工程量清单计价表(所有标题)","index":14,"n_rows":50,"n_cols":14,"rows_kept":50,"merged":[[0,0,0,13],[1,0,1,5],[1,6,1,10],[1,11,1,13],[2,0,4,0],[2,1,4,1],[2,2,4,3],[2,4,4,4],[2,5,4,6],[2,7,4,7],[2,8,2,13],[3,8,4,8],[3,9,4,9],[3,10,3,13],[4,10,4,11],[5,2,5,4],[5,5,5,6],[5,10,5,11],[6,0,7,0],[6,1,7,1],[6,2,7,3],[6,4,7,4],[6,5,7,6],[6,7,7,7],[6,8,7,8],[6,9,7,9],[6,10,7,11],[6,12,7,12],[6,13,7,13],[8,2,8,3],[8,5,8,6],[8,10,8,11],[9,2,9,3],[9,5,9,6],[9,10,9,11],[10,0,12,0],[10,1,12,1],[10,2,12,3],[10,4,12,4],[10,5,12,6],[10,7,12,7],[10,8,12,8],[10,9,12,9],[10,10,12,11],[10,12,12,12],[10,13,12,13],[13,2,13,3],[13,5,13,6],[13,10,13,11],[14,2,14,3],[14,5,14,6],[14,10,14,11],[15,2,15,3],[15,5,15,6],[15,10,15,11],[16,2,16,3],[16,5,16,6],[16,10,16,11],[17,0,17,13],[19,3,19,13],[20,0,20,13],[21,0,21,5],[21,6,21,10],[21,11,21,13],[22,0,24,0],[22,1,24,1],[22,2,24,3],[22,4,24,4],[22,5,24,6],[22,7,24,7],[22,8,22,13],[23,8,24,8],[23,9,24,9],[23,10,23,13],[24,10,24,11],[25,2,25,3],[25,5,25,6],[25,10,25,11],[26,2,26,3],[26,5,26,6],[26,10,26,11],[27,0,28,0],[27,1,28,1],[27,2,28,3],[27,4,28,4],[27,5,28,6],[27,7,28,7],[27,8,28,8],[27,9,28,9],[27,10,28,11],[27,12,28,12],[27,13,28,13],[29,0,30,0],[29,1,30,1],[29,2,30,3],[29,4,30,4],[29,5,30,6],[29,7,30,7],[29,8,30,8],[29,9,30,9],[29,10,30,11],[29,12,30,12],[29,13,30,13],[31,0,32,0],[31,1,32,1],[31,2,32,3],[31,4,32,4],[31,5,32,6],[31,7,32,7],[31,8,32,8],[31,9,32,9],[31,10,32,11],[31,12,32,12],[31,13,32,13],[33,2,33,3],[33,5,33,6],[33,10,33,11],[34,2,34,3],[34,5,34,6],[34,10,34,11],[35,2,35,3],[35,5,35,6],[35,10,35,11],[36,2,36,3],[36,5,36,6],[36,10,36,11],[37,2,37,4],[37,5,37,6],[37,10,37,11],[38,2,38,3],[38,5,38,6],[38,10,38,11],[39,2,39,3],[39,5,39,6],[39,10,39,11],[40,2,40,3],[40,5,40,6],[40,10,40,11],[41,2,41,3],[41,5,41,6],[41,10,41,11],[42,2,42,3],[42,5,42,6],[42,10,42,11],[43,2,43,3],[43,5,43,6],[43,10,43,11],[44,2,44,3],[44,5,44,6],[44,10,44,11],[45,2,45,3],[45,5,45,6],[45,10,45,11],[46,2,46,3],[46,5,46,6],[46,10,46,11],[47,2,47,3],[47,5,47,6],[47,10,47,11],[48,0,48,13],[49,3,49,13]],"flags":["formulas_cached_only"]}
["E.1 分部分项工程量清单计价表"]
["工程名称：亳州逸合府项目亮化工程-29#楼",{"$nulls":5},"标段：",{"$nulls":4},"第1页 共2页"]
["序号","项目编码","项目名称",null,"项目特征描述","计量\n单位",null,"工程量","金额（元）"]
[{"$nulls":8},"综合单价","合价","其中"]
[{"$nulls":10},"定额\n人工费",null,"定额\n机械费","暂估价"]
[null,"1","照明工程",{"$nulls":4},""]
["1","030404017001","配电箱",null,"1、名称：AP29配电箱\n2、规格：含时控器、箱体内元器件等\n3、安装方式：壁挂安装\n4、其他：详见设计图纸及相关要求","台",null,"1.000"]
[]
["2","030411003001","桥架",null,"1、名称：铝合金线槽 \n2、型号：MR100*50*1.2mm","m",null,"15.000"]
["3","030411003002","桥架",null,"1、名称：铝合金线槽 \n2、型号：MR50*50*1.2mm","m",null,"155.000"]
["4","030413001001","铁构件",null,"1、名称 ：桥架支撑架\n2、材质：型钢\n3、规格：按设计要求及施工规范执行\n4、其他：具体详见图纸、图集、答疑、招标文件、政府相关文件、规范等其他资料，满足验收要求","t",null,"0.091"]
[]
[]
["5","030408003001","电缆保护管",null,"1、名称：电缆保护管\n2、规格：SC20\n3、敷设方式：明敷","m",null,"15.000"]
["6","WB030509001001","电源设备",null,"1、名称：开关电源 \n2、规格型号：AC220V:DC24V 400W","台",null,"7.000"]
["7","030408001001","电力电缆",null,"1、名称：铜芯电缆\n2、规格：ZR-YJV-3*4 \n3、敷设方式、部位：明敷","m",null,"107.630"]
["8","030408001002","电力电缆",null,"1、名称：铜芯电缆\n2、规格：ZR-YJV-5*4\n3、敷设方式、部位：明敷","m",null,"15.380"]
[]
[]
[{"$nulls":3},"测评合格编号:2021JS-02【新点造价软件V10.0安徽版】"]
["E.1 分部分项工程量清单计价表"]
["工程名称：亳州逸合府项目亮化工程-29#楼",{"$nulls":5},"标段：",{"$nulls":4},"第2页 共2页"]
["序号","项目编码","项目名称",null,"项目特征描述","计量\n单位",null,"工程量","金额（元）"]
[{"$nulls":8},"综合单价","合价","其中"]
[{"$nulls":10},"定额\n人工费",null,"定额\n机械费","暂估价"]
["9","030411004001","配线",null,"1、名称：护套软电线 \n2、型号：ZR-RVV-2x4 \n3、管内穿线","m",null,"163.000"]
["10","030411004002","配线",null,"1、名称：护套软电线 \n2、型号：ZR-RVV-3*2.5\n3、管内穿线","m",null,"15.000"]
["11","030412004001","装饰灯",null,"1、名称：LED线型灯L1\n2、规格：12W LED IP65 DC24V\n3、L=1000mm\n4、详见设计图纸及相关要求","套",null,"154.000"]
[]
["12","030412004002","装饰灯",null,"1、名称：LED线型灯L1A\n2、规格：6W LED IP65 DC24V\n3、L=500mm\n4、详见设计图纸及相关要求","套",null,"18.000"]
[]
["13","030412004003","装饰灯",null,"1、名称：LED线型灯L1B\n2、规格：4W LED IP65 DC24V\n3、L=300mm\n4、详见设计图纸及相关要求","套",null,"39.000"]
[]
["14"]
["15"]
["16"]
["17"]
[null,null,"分部小计",{"$nulls":4},""]
{"$rows_empty":11}
[{"$nulls":3},"测评合格编号:2021JS-02【新点造价软件V10.0安徽版】"]

{"sheet":"19.1 E.1 分部分项工程量清单计价表(所有标题)","index":15,"n_rows":50,"n_cols":14,"rows_kept":50,"merged":[[0,0,0,13],[1,0,1,5],[1,6,1,10],[1,11,1,13],[2,0,4,0],[2,1,4,1],[2,2,4,3],[2,4,4,4],[2,5,4,6],[2,7,4,7],[2,8,2,13],[3,8,4,8],[3,9,4,9],[3,10,3,13],[4,10,4,11],[5,2,5,4],[5,5,5,6],[5,10,5,11],[6,0,7,0],[6,1,7,1],[6,2,7,3],[6,4,7,4],[6,5,7,6],[6,7,7,7],[6,8,7,8],[6,9,7,9],[6,10,7,11],[6,12,7,12],[6,13,7,13],[8,2,8,3],[8,5,8,6],[8,10,8,11],[9,2,9,3],[9,5,9,6],[9,10,9,11],[10,0,12,0],[10,1,12,1],[10,2,12,3],[10,4,12,4],[10,5,12,6],[10,7,12,7],[10,8,12,8],[10,9,12,9],[10,10,12,11],[10,12,12,12],[10,13,12,13],[13,2,13,3],[13,5,13,6],[13,10,13,11],[14,2,14,3],[14,5,14,6],[14,10,14,11],[15,2,15,3],[15,5,15,6],[15,10,15,11],[16,2,16,3],[16,5,16,6],[16,10,16,11],[17,0,17,13],[19,3,19,13],[20,0,20,13],[21,0,21,5],[21,6,21,10],[21,11,21,13],[22,0,24,0],[22,1,24,1],[22,2,24,3],[22,4,24,4],[22,5,24,6],[22,7,24,7],[22,8,22,13],[23,8,24,8],[23,9,24,9],[23,10,23,13],[24,10,24,11],[25,2,25,3],[25,5,25,6],[25,10,25,11],[26,2,26,3],[26,5,26,6],[26,10,26,11],[27,0,28,0],[27,1,28,1],[27,2,28,3],[27,4,28,4],[27,5,28,6],[27,7,28,7],[27,8,28,8],[27,9,28,9],[27,10,28,11],[27,12,28,12],[27,13,28,13],[29,0,30,0],[29,1,30,1],[29,2,30,3],[29,4,30,4],[29,5,30,6],[29,7,30,7],[29,8,30,8],[29,9,30,9],[29,10,30,11],[29,12,30,12],[29,13,30,13],[31,0,32,0],[31,1,32,1],[31,2,32,3],[31,4,32,4],[31,5,32,6],[31,7,32,7],[31,8,32,8],[31,9,32,9],[31,10,32,11],[31,12,32,12],[31,13,32,13],[33,2,33,3],[33,5,33,6],[33,10,33,11],[34,2,34,3],[34,5,34,6],[34,10,34,11],[35,2,35,3],[35,5,35,6],[35,10,35,11],[36,2,36,3],[36,5,36,6],[36,10,36,11],[37,2,37,4],[37,5,37,6],[37,10,37,11],[38,2,38,3],[38,5,38,6],[38,10,38,11],[39,2,39,3],[39,5,39,6],[39,10,39,11],[40,2,40,3],[40,5,40,6],[40,10,40,11],[41,2,41,3],[41,5,41,6],[41,10,41,11],[42,2,42,3],[42,5,42,6],[42,10,42,11],[43,2,43,3],[43,5,43,6],[43,10,43,11],[44,2,44,3],[44,5,44,6],[44,10,44,11],[45,2,45,3],[45,5,45,6],[45,10,45,11],[46,2,46,3],[46,5,46,6],[46,10,46,11],[47,2,47,3],[47,5,47,6],[47,10,47,11],[48,0,48,13],[49,3,49,13]],"flags":["formulas_cached_only"]}
["E.1 分部分项工程量清单计价表"]
["工程名称：亳州逸合府项目亮化工程-32#楼",{"$nulls":5},"标段：",{"$nulls":4},"第1页 共2页"]
["序号","项目编码","项目名称",null,"项目特征描述","计量\n单位",null,"工程量","金额（元）"]
[{"$nulls":8},"综合单价","合价","其中"]
[{"$nulls":10},"定额\n人工费",null,"定额\n机械费","暂估价"]
[null,"1","照明工程",{"$nulls":4},""]
["1","030404017001","配电箱",null,"1、名称：AP32配电箱\n2、规格：含时控器、箱体内元器件等\n3、安装方式：壁挂安装\n4、其他：详见设计图纸及相关要求","台",null,"1.000"]
[]
["2","030411003001","桥架",null,"1、名称：铝合金线槽 \n2、型号：MR100*50*1.2mm","m",null,"15.000"]
["3","030411003002","桥架",null,"1、名称：铝合金线槽 \n2、型号：MR50*50*1.2mm","m",null,"155.000"]
["4","030413001001","铁构件",null,"1、名称 ：桥架支撑架\n2、材质：型钢\n3、规格：按设计要求及施工规范执行\n4、其他：具体详见图纸、图集、答疑、招标文件、政府相关文件、规范等其他资料，满足验收要求","t",null,"0.091"]
[]
[]
["5","030408003001","电缆保护管",null,"1、名称：电缆保护管\n2、规格：SC20\n3、敷设方式：明敷","m",null,"15.000"]
["6","WB030509001001","电源设备",null,"1、名称：开关电源 \n2、规格型号：AC220V:DC24V 400W","台",null,"7.000"]
["7","030408001001","电力电缆",null,"1、名称：铜芯电缆\n2、规格：ZR-YJV-3*4 \n3、敷设方式、部位：明敷","m",null,"107.630"]
["8","030408001002","电力电缆",null,"1、名称：铜芯电缆\n2、规格：ZR-YJV-5*4\n3、敷设方式、部位：明敷","m",null,"15.380"]
[]
[]
[{"$nulls":3},"测评合格编号:2021JS-02【新点造价软件V10.0安徽版】"]
["E.1 分部分项工程量清单计价表"]
["工程名称：亳州逸合府项目亮化工程-32#楼",{"$nulls":5},"标段：",{"$nulls":4},"第2页 共2页"]
["序号","项目编码","项目名称",null,"项目特征描述","计量\n单位",null,"工程量","金额（元）"]
[{"$nulls":8},"综合单价","合价","其中"]
[{"$nulls":10},"定额\n人工费",null,"定额\n机械费","暂估价"]
["9","030411004001","配线",null,"1、名称：护套软电线 \n2、型号：ZR-RVV-2x4 \n3、管内穿线","m",null,"163.000"]
["10","030411004002","配线",null,"1、名称：护套软电线 \n2、型号：ZR-RVV-3*2.5\n3、管内穿线","m",null,"15.000"]
["11","030412004001","装饰灯",null,"1、名称：LED线型灯L1\n2、规格：12W LED IP65 DC24V\n3、L=1000mm\n4、详见设计图纸及相关要求","套",null,"154.000"]
[]
["12","030412004002","装饰灯",null,"1、名称：LED线型灯L1A\n2、规格：6W LED IP65 DC24V\n3、L=500mm\n4、详见设计图纸及相关要求","套",null,"18.000"]
[]
["13","030412004003","装饰灯",null,"1、名称：LED线型灯L1B\n2、规格：4W LED IP65 DC24V\n3、L=300mm\n4、详见设计图纸及相关要求","套",null,"39.000"]
[]
["14"]
["15"]
["16"]
["17"]
[null,null,"分部小计",{"$nulls":4},""]
{"$rows_empty":11}
[{"$nulls":3},"测评合格编号:2021JS-02【新点造价软件V10.0安徽版】"]

{"sheet":"20.1 E.1 分部分项工程量清单计价表(所有标题)","index":16,"n_rows":50,"n_cols":14,"rows_kept":50,"merged":[[0,0,0,13],[1,0,1,5],[1,6,1,10],[1,11,1,13],[2,0,4,0],[2,1,4,1],[2,2,4,3],[2,4,4,4],[2,5,4,6],[2,7,4,7],[2,8,2,13],[3,8,4,8],[3,9,4,9],[3,10,3,13],[4,10,4,11],[5,2,5,4],[5,5,5,6],[5,10,5,11],[6,0,7,0],[6,1,7,1],[6,2,7,3],[6,4,7,4],[6,5,7,6],[6,7,7,7],[6,8,7,8],[6,9,7,9],[6,10,7,11],[6,12,7,12],[6,13,7,13],[8,2,8,3],[8,5,8,6],[8,10,8,11],[9,2,9,3],[9,5,9,6],[9,10,9,11],[10,0,12,0],[10,1,12,1],[10,2,12,3],[10,4,12,4],[10,5,12,6],[10,7,12,7],[10,8,12,8],[10,9,12,9],[10,10,12,11],[10,12,12,12],[10,13,12,13],[13,2,13,3],[13,5,13,6],[13,10,13,11],[14,2,14,3],[14,5,14,6],[14,10,14,11],[15,2,15,3],[15,5,15,6],[15,10,15,11],[16,2,16,3],[16,5,16,6],[16,10,16,11],[17,0,17,13],[19,3,19,13],[20,0,20,13],[21,0,21,5],[21,6,21,10],[21,11,21,13],[22,0,24,0],[22,1,24,1],[22,2,24,3],[22,4,24,4],[22,5,24,6],[22,7,24,7],[22,8,22,13],[23,8,24,8],[23,9,24,9],[23,10,23,13],[24,10,24,11],[25,2,25,3],[25,5,25,6],[25,10,25,11],[26,2,26,3],[26,5,26,6],[26,10,26,11],[27,0,28,0],[27,1,28,1],[27,2,28,3],[27,4,28,4],[27,5,28,6],[27,7,28,7],[27,8,28,8],[27,9,28,9],[27,10,28,11],[27,12,28,12],[27,13,28,13],[29,0,30,0],[29,1,30,1],[29,2,30,3],[29,4,30,4],[29,5,30,6],[29,7,30,7],[29,8,30,8],[29,9,30,9],[29,10,30,11],[29,12,30,12],[29,13,30,13],[31,0,32,0],[31,1,32,1],[31,2,32,3],[31,4,32,4],[31,5,32,6],[31,7,32,7],[31,8,32,8],[31,9,32,9],[31,10,32,11],[31,12,32,12],[31,13,32,13],[33,2,33,3],[33,5,33,6],[33,10,33,11],[34,2,34,3],[34,5,34,6],[34,10,34,11],[35,2,35,3],[35,5,35,6],[35,10,35,11],[36,2,36,3],[36,5,36,6],[36,10,36,11],[37,2,37,4],[37,5,37,6],[37,10,37,11],[38,2,38,3],[38,5,38,6],[38,10,38,11],[39,2,39,3],[39,5,39,6],[39,10,39,11],[40,2,40,3],[40,5,40,6],[40,10,40,11],[41,2,41,3],[41,5,41,6],[41,10,41,11],[42,2,42,3],[42,5,42,6],[42,10,42,11],[43,2,43,3],[43,5,43,6],[43,10,43,11],[44,2,44,3],[44,5,44,6],[44,10,44,11],[45,2,45,3],[45,5,45,6],[45,10,45,11],[46,2,46,3],[46,5,46,6],[46,10,46,11],[47,2,47,3],[47,5,47,6],[47,10,47,11],[48,0,48,13],[49,3,49,13]],"flags":["formulas_cached_only"]}
["E.1 分部分项工程量清单计价表"]
["工程名称：亳州逸合府项目亮化工程-33#楼",{"$nulls":5},"标段：",{"$nulls":4},"第1页 共2页"]
["序号","项目编码","项目名称",null,"项目特征描述","计量\n单位",null,"工程量","金额（元）"]
[{"$nulls":8},"综合单价","合价","其中"]
[{"$nulls":10},"定额\n人工费",null,"定额\n机械费","暂估价"]
[null,"1","照明工程",{"$nulls":4},""]
["1","030404017001","配电箱",null,"1、名称：AP33配电箱\n2、规格：含时控器、箱体内元器件等\n3、安装方式：壁挂安装\n4、其他：详见设计图纸及相关要求","台",null,"1.000"]
[]
["2","030411003001","桥架",null,"1、名称：铝合金线槽 \n2、型号：MR100*50*1.2mm","m",null,"15.000"]
["3","030411003002","桥架",null,"1、名称：铝合金线槽 \n2、型号：MR50*50*1.2mm","m",null,"155.000"]
["4","030413001001","铁构件",null,"1、名称 ：桥架支撑架\n2、材质：型钢\n3、规格：按设计要求及施工规范执行\n4、其他：具体详见图纸、图集、答疑、招标文件、政府相关文件、规范等其他资料，满足验收要求","t",null,"0.091"]
[]
[]
["5","030408003001","电缆保护管",null,"1、名称：电缆保护管\n2、规格：SC20\n3、敷设方式：明敷","m",null,"15.000"]
["6","WB030509001001","电源设备",null,"1、名称：开关电源 \n2、规格型号：AC220V:DC24V 400W","台",null,"7.000"]
["7","030408001001","电力电缆",null,"1、名称：铜芯电缆\n2、规格：ZR-YJV-3*4 \n3、敷设方式、部位：明敷","m",null,"107.630"]
["8","030408001002","电力电缆",null,"1、名称：铜芯电缆\n2、规格：ZR-YJV-5*4\n3、敷设方式、部位：明敷","m",null,"15.380"]
[]
[]
[{"$nulls":3},"测评合格编号:2021JS-02【新点造价软件V10.0安徽版】"]
["E.1 分部分项工程量清单计价表"]
["工程名称：亳州逸合府项目亮化工程-33#楼",{"$nulls":5},"标段：",{"$nulls":4},"第2页 共2页"]
["序号","项目编码","项目名称",null,"项目特征描述","计量\n单位",null,"工程量","金额（元）"]
[{"$nulls":8},"综合单价","合价","其中"]
[{"$nulls":10},"定额\n人工费",null,"定额\n机械费","暂估价"]
["9","030411004001","配线",null,"1、名称：护套软电线 \n2、型号：ZR-RVV-2x4 \n3、管内穿线","m",null,"163.000"]
["10","030411004002","配线",null,"1、名称：护套软电线 \n2、型号：ZR-RVV-3*2.5\n3、管内穿线","m",null,"15.000"]
["11","030412004001","装饰灯",null,"1、名称：LED线型灯L1\n2、规格：12W LED IP65 DC24V\n3、L=1000mm\n4、详见设计图纸及相关要求","套",null,"150.000"]
[]
["12","030412004002","装饰灯",null,"1、名称：LED线型灯L1A\n2、规格：6W LED IP65 DC24V\n3、L=500mm\n4、详见设计图纸及相关要求","套",null,"12.000"]
[]
["13","030412004003","装饰灯",null,"1、名称：LED线型灯L1B\n2、规格：4W LED IP65 DC24V\n3、L=300mm\n4、详见设计图纸及相关要求","套",null,"43.000"]
[]
["14"]
["15"]
["16"]
["17"]
[null,null,"分部小计",{"$nulls":4},""]
{"$rows_empty":11}
[{"$nulls":3},"测评合格编号:2021JS-02【新点造价软件V10.0安徽版】"]

{"sheet":"21.1 E.1 分部分项工程量清单计价表(所有标题)","index":17,"n_rows":50,"n_cols":14,"rows_kept":50,"merged":[[0,0,0,13],[1,0,1,5],[1,6,1,10],[1,11,1,13],[2,0,4,0],[2,1,4,1],[2,2,4,3],[2,4,4,4],[2,5,4,6],[2,7,4,7],[2,8,2,13],[3,8,4,8],[3,9,4,9],[3,10,3,13],[4,10,4,11],[5,2,5,4],[5,5,5,6],[5,10,5,11],[6,0,7,0],[6,1,7,1],[6,2,7,3],[6,4,7,4],[6,5,7,6],[6,7,7,7],[6,8,7,8],[6,9,7,9],[6,10,7,11],[6,12,7,12],[6,13,7,13],[8,2,8,3],[8,5,8,6],[8,10,8,11],[9,2,9,3],[9,5,9,6],[9,10,9,11],[10,0,12,0],[10,1,12,1],[10,2,12,3],[10,4,12,4],[10,5,12,6],[10,7,12,7],[10,8,12,8],[10,9,12,9],[10,10,12,11],[10,12,12,12],[10,13,12,13],[13,2,13,3],[13,5,13,6],[13,10,13,11],[14,2,14,3],[14,5,14,6],[14,10,14,11],[15,2,15,3],[15,5,15,6],[15,10,15,11],[16,2,16,3],[16,5,16,6],[16,10,16,11],[17,0,17,13],[19,3,19,13],[20,0,20,13],[21,0,21,5],[21,6,21,10],[21,11,21,13],[22,0,24,0],[22,1,24,1],[22,2,24,3],[22,4,24,4],[22,5,24,6],[22,7,24,7],[22,8,22,13],[23,8,24,8],[23,9,24,9],[23,10,23,13],[24,10,24,11],[25,2,25,3],[25,5,25,6],[25,10,25,11],[26,2,26,3],[26,5,26,6],[26,10,26,11],[27,0,28,0],[27,1,28,1],[27,2,28,3],[27,4,28,4],[27,5,28,6],[27,7,28,7],[27,8,28,8],[27,9,28,9],[27,10,28,11],[27,12,28,12],[27,13,28,13],[29,0,30,0],[29,1,30,1],[29,2,30,3],[29,4,30,4],[29,5,30,6],[29,7,30,7],[29,8,30,8],[29,9,30,9],[29,10,30,11],[29,12,30,12],[29,13,30,13],[31,0,32,0],[31,1,32,1],[31,2,32,3],[31,4,32,4],[31,5,32,6],[31,7,32,7],[31,8,32,8],[31,9,32,9],[31,10,32,11],[31,12,32,12],[31,13,32,13],[33,2,33,3],[33,5,33,6],[33,10,33,11],[34,2,34,3],[34,5,34,6],[34,10,34,11],[35,2,35,3],[35,5,35,6],[35,10,35,11],[36,2,36,3],[36,5,36,6],[36,10,36,11],[37,2,37,4],[37,5,37,6],[37,10,37,11],[38,2,38,3],[38,5,38,6],[38,10,38,11],[39,2,39,3],[39,5,39,6],[39,10,39,11],[40,2,40,3],[40,5,40,6],[40,10,40,11],[41,2,41,3],[41,5,41,6],[41,10,41,11],[42,2,42,3],[42,5,42,6],[42,10,42,11],[43,2,43,3],[43,5,43,6],[43,10,43,11],[44,2,44,3],[44,5,44,6],[44,10,44,11],[45,2,45,3],[45,5,45,6],[45,10,45,11],[46,2,46,3],[46,5,46,6],[46,10,46,11],[47,2,47,3],[47,5,47,6],[47,10,47,11],[48,0,48,13],[49,3,49,13]],"flags":["formulas_cached_only"]}
["E.1 分部分项工程量清单计价表"]
["工程名称：亳州逸合府项目亮化工程-S1#楼",{"$nulls":5},"标段：",{"$nulls":4},"第1页 共2页"]
["序号","项目编码","项目名称",null,"项目特征描述","计量\n单位",null,"工程量","金额（元）"]
[{"$nulls":8},"综合单价","合价","其中"]
[{"$nulls":10},"定额\n人工费",null,"定额\n机械费","暂估价"]
[null,"1","照明工程",{"$nulls":4},""]
["1","030404017001","配电箱",null,"1、名称：S1配电箱\n2、规格：含时控器、箱体内元器件等\n3、安装方式：壁挂安装\n4、其他：详见设计图纸及相关要求","台",null,"1.000"]
[]
["2","030411003001","桥架",null,"1、名称：铝合金线槽 \n2、型号：MR100*50*1.2mm","m",null,"15.000"]
["3","030411003002","桥架",null,"1、名称：铝合金线槽 \n2、型号：MR50*50*1.2mm","m",null,"125.000"]
["4","030413001001","铁构件",null,"1、名称 ：桥架支撑架\n2、材质：型钢\n3、规格：按设计要求及施工规范执行\n4、其他：具体详见图纸、图集、答疑、招标文件、政府相关文件、规范等其他资料，满足验收要求","t",null,"0.075"]
[]
[]
["5","030408003001","电缆保护管",null,"1、名称：电缆保护管\n2、规格：SC20\n3、敷设方式：明敷","m",null,"15.000"]
["6","WB030509001001","电源设备",null,"1、名称：开关电源 \n2、规格型号：AC220V:DC24V 400W","台",null,"10.000"]
["7","030408001001","电力电缆",null,"1、名称：铜芯电缆\n2、规格：ZR-YJV-3*4 \n3、敷设方式、部位：明敷","m",null,"133.250"]
["8","030408001002","电力电缆",null,"1、名称：铜芯电缆\n2、规格：ZR-YJV-5*4\n3、敷设方式、部位：明敷","m",null,"15.380"]
[]
[]
[{"$nulls":3},"测评合格编号:2021JS-02【新点造价软件V10.0安徽版】"]
["E.1 分部分项工程量清单计价表"]
["工程名称：亳州逸合府项目亮化工程-S1#楼",{"$nulls":5},"标段：",{"$nulls":4},"第2页 共2页"]
["序号","项目编码","项目名称",null,"项目特征描述","计量\n单位",null,"工程量","金额（元）"]
[{"$nulls":8},"综合单价","合价","其中"]
[{"$nulls":10},"定额\n人工费",null,"定额\n机械费","暂估价"]
["9","030411004001","配线",null,"1、名称：护套软电线 \n2、型号：ZR-RVV-2x4 \n3、管内穿线","m",null,"130.000"]
["10","030411004002","配线",null,"1、名称：护套软电线 \n2、型号：ZR-RVV-3*2.5\n3、管内穿线","m",null,"15.000"]
["11","030412004001","装饰灯",null,"1、名称：LED洗墙灯X1\n2、规格：24W LED IP65 DC24V\n3、L=1000mm\n4、详见设计图纸及相关要求","套",null,"127.000"]
[]
["12","030412004002","装饰灯",null,"1、名称：LED洗墙灯X1A\n2、规格：12W LED IP65 DC24V\n3、L=500mm\n4、详见设计图纸及相关要求","套",null,"5.000"]
[]
["13","030412004003","装饰灯",null,"1、名称：LED洗墙灯X1B\n2、规格：8W LED IP65 DC24V\n3、L=300mm\n4、详见设计图纸及相关要求","套",null,"4.000"]
[]
["14"]
["15"]
["16"]
["17"]
[null,null,"分部小计",{"$nulls":4},""]
{"$rows_empty":11}
[{"$nulls":3},"测评合格编号:2021JS-02【新点造价软件V10.0安徽版】"]

{"sheet":"22.1 E.1 分部分项工程量清单计价表(所有标题)","index":18,"n_rows":88,"n_cols":14,"rows_kept":88,"merged":[[0,0,0,13],[1,0,1,5],[1,6,1,10],[1,11,1,13],[2,0,4,0],[2,1,4,1],[2,2,4,3],[2,4,4,4],[2,5,4,6],[2,7,4,7],[2,8,2,13],[3,8,4,8],[3,9,4,9],[3,10,3,13],[4,10,4,11],[5,2,5,4],[5,5,5,6],[5,10,5,11],[6,0,7,0],[6,1,7,1],[6,2,7,3],[6,4,7,4],[6,5,7,6],[6,7,7,7],[6,8,7,8],[6,9,7,9],[6,10,7,11],[6,12,7,12],[6,13,7,13],[8,2,8,3],[8,5,8,6],[8,10,8,11],[9,2,9,3],[9,5,9,6],[9,10,9,11],[10,0,12,0],[10,1,12,1],[10,2,12,3],[10,4,12,4],[10,5,12,6],[10,7,12,7],[10,8,12,8],[10,9,12,9],[10,10,12,11],[10,12,12,12],[10,13,12,13],[13,2,13,3],[13,5,13,6],[13,10,13,11],[14,2,14,3],[14,5,14,6],[14,10,14,11],[15,2,15,3],[15,5,15,6],[15,10,15,11],[16,2,16,3],[16,5,16,6],[16,10,16,11],[17,0,17,13],[19,3,19,13],[20,0,20,13],[21,0,21,5],[21,6,21,10],[21,11,21,13],[22,0,24,0],[22,1,24,1],[22,2,24,3],[22,4,24,4],[22,5,24,6],[22,7,24,7],[22,8,22,13],[23,8,24,8],[23,9,24,9],[23,10,23,13],[24,10,24,11],[25,2,25,3],[25,5,25,6],[25,10,25,11],[26,2,26,3],[26,5,26,6],[26,10,26,11],[27,0,28,0],[27,1,28,1],[27,2,28,3],[27,4,28,4],[27,5,28,6],[27,7,28,7],[27,8,28,8],[27,9,28,9],[27,10,28,11],[27,12,28,12],[27,13,28,13],[29,0,30,0],[29,1,30,1],[29,2,30,3],[29,4,30,4],[29,5,30,6],[29,7,30,7],[29,8,30,8],[29,9,30,9],[29,10,30,11],[29,12,30,12],[29,13,30,13],[31,0,32,0],[31,1,32,1],[31,2,32,3],[31,4,32,4],[31,5,32,6],[31,7,32,7],[31,8,32,8],[31,9,32,9],[31,10,32,11],[31,12,32,12],[31,13,32,13],[33,0,34,0],[33,1,34,1],[33,2,34,3],[33,4,34,4],[33,5,34,6],[33,7,34,7],[33,8,34,8],[33,9,34,9],[33,10,34,11],[33,12,34,12],[33,13,34,13],[35,0,36,0],[35,1,36,1],[35,2,36,3],[35,4,36,4],[35,5,36,6],[35,7,36,7],[35,8,36,8],[35,9,36,9],[35,10,36,11],[35,12,36,12],[35,13,36,13],[37,2,37,3],[37,5,37,6],[37,10,37,11],[38,2,38,3],[38,5,38,6],[38,10,38,11],[39,2,39,3],[39,5,39,6],[39,10,39,11],[40,2,40,3],[40,5,40,6],[40,10,40,11],[41,0,41,13],[42,3,42,13],[43,0,43,13],[44,0,44,5],[44,6,44,10],[44,11,44,13],[45,0,47,0],[45,1,47,1],[45,2,47,3],[45,4,47,4],[45,5,47,6],[45,7,47,7],[45,8,45,13],[46,8,47,8],[46,9,47,9],[46,10,46,13],[47,10,47,11],[48,2,48,4],[48,5,48,6],[48,10,48,11],[49,2,49,3],[49,5,49,6],[49,10,49,11],[50,2,50,3],[50,5,50,6],[50,10,50,11],[51,2,51,3],[51,5,51,6],[51,10,51,11],[52,2,52,3],[52,5,52,6],[52,10,52,11],[53,2,53,3],[53,5,53,6],[53,10,53,11],[54,2,54,3],[54,5,54,6],[54,10,54,11],[55,2,55,3],[55,5,55,6],[55,10,55,11],[56,2,56,3],[56,5,56,6],[56,10,56,11],[57,2,57,3],[57,5,57,6],[57,10,57,11],[58,2,58,3],[58,5,58,6],[58,10,58,11],[59,2,59,3],[59,5,59,6],[59,10,59,11],[60,2,60,3],[60,5,60,6],[60,10,60,11],[61,2,61,3],[61,5,61,6],[61,10,61,11],[62,2,62,3],[62,5,62,6],[62,10,62,11],[63,2,63,3],[63,5,63,6],[63,10,63,11],[64,2,64,3],[64,5,64,6],[64,10,64,11],[65,2,65,3],[65,5,65,6],[65,10,65,11],[66,2,66,3],[66,5,66,6],[66,10,66,11],[67,2,67,3],[67,5,67,6],[67,10,67,11],[68,2,68,3],[68,5,68,6],[68,10,68,11],[69,2,69,3],[69,5,69,6],[69,10,69,11],[70,2,70,3],[70,5,70,6],[70,10,70,11],[71,2,71,3],[71,5,71,6],[71,10,71,11],[72,2,72,3],[72,5,72,6],[72,10,72,11],[73,2,73,3],[73,5,73,6],[73,10,73,11],[74,2,74,3],[74,5,74,6],[74,10,74,11],[75,2,75,3],[75,5,75,6],[75,10,75,11],[76,2,76,3],[76,5,76,6],[76,10,76,11],[77,2,77,3],[77,5,77,6],[77,10,77,11],[78,2,78,3],[78,5,78,6],[78,10,78,11],[79,2,79,3],[79,5,79,6],[79,10,79,11],[80,2,80,3],[80,5,80,6],[80,10,80,11],[81,2,81,3],[81,5,81,6],[81,10,81,11],[82,2,82,3],[82,5,82,6],[82,10,82,11],[83,2,83,3],[83,5,83,6],[83,10,83,11],[84,2,84,3],[84,5,84,6],[84,10,84,11],[85,2,85,3],[85,5,85,6],[85,10,85,11],[86,0,86,13],[87,3,87,13]],"flags":["formulas_cached_only"]}
["E.1 分部分项工程量清单计价表"]
["工程名称：亳州逸合府项目亮化工程-S2#楼",{"$nulls":5},"标段：",{"$nulls":4},"第1页 共3页"]
["序号","项目编码","项目名称",null,"项目特征描述","计量\n单位",null,"工程量","金额（元）"]
[{"$nulls":8},"综合单价","合价","其中"]
[{"$nulls":10},"定额\n人工费",null,"定额\n机械费","暂估价"]
[null,"1","照明工程",{"$nulls":4},""]
["1","030404017001","配电箱",null,"1、名称：S2配电箱\n2、规格：含时控器、箱体内元器件等\n3、安装方式：壁挂安装\n4、其他：详见设计图纸及相关要求","台",null,"1.000"]
[]
["2","030411003001","桥架",null,"1、名称：铝合金线槽 \n2、型号：MR100*50*1.2mm","m",null,"15.000"]
["3","030411003002","桥架",null,"1、名称：铝合金线槽 \n2、型号：MR50*50*1.2mm","m",null,"135.000"]
["4","030413001001","铁构件",null,"1、名称 ：桥架支撑架\n2、材质：型钢\n3、规格：按设计要求及施工规范执行\n4、其他：具体详见图纸、图集、答疑、招标文件、政府相关文件、规范等其他资料，满足验收要求","t",null,"0.081"]
[]
[]
["5","030408003001","电缆保护管",null,"1、名称：电缆保护管\n2、规格：SC20\n3、敷设方式：明敷","m",null,"20.000"]
["6","WB030509001001","电源设备",null,"1、名称：开关电源 \n2、规格型号：AC220V:DC24V 400W","台",null,"11.000"]
["7","030408001001","电力电缆",null,"1、名称：铜芯电缆\n2、规格：ZR-YJV-3*4 \n3、敷设方式、部位：明敷","m",null,"148.630"]
["8","030408001002","电力电缆",null,"1、名称：铜芯电缆\n2、规格：ZR-YJV-5*4\n3、敷设方式、部位：明敷","m",null,"15.380"]
[]
[]
[{"$nulls":3},"测评合格编号:2021JS-02【新点造价软件V10.0安徽版】"]
["E.1 分部分项工程量清单计价表"]
["工程名称：亳州逸合府项目亮化工程-S2#楼",{"$nulls":5},"标段：",{"$nulls":4},"第2页 共3页"]
["序号","项目编码","项目名称",null,"项目特征描述","计量\n单位",null,"工程量","金额（元）"]
[{"$nulls":8},"综合单价","合价","其中"]
[{"$nulls":10},"定额\n人工费",null,"定额\n机械费","暂估价"]
["9","030411004001","配线",null,"1、名称：护套软电线 \n2、型号：ZR-RVV-2x4 \n3、管内穿线","m",null,"177.000"]
["10","030411004002","配线",null,"1、名称：护套软电线 \n2、型号：ZR-RVV-3*2.5\n3、管内穿线","m",null,"20.000"]
["11","030412004001","装饰灯",null,"1、名称：LED洗墙灯X1\n2、规格：24W LED IP65 DC24V\n3、L=1000mm\n4、详见设计图纸及相关要求","套",null,"16.000"]
[]
["12","030412004002","装饰灯",null,"1、名称：LED洗墙灯X2\n2、规格：12W LED IP65 DC24V\n3、L=1000mm\n4、详见设计图纸及相关要求","套",null,"121.000"]
[]
["13","030412004003","装饰灯",null,"1、名称：LED洗墙灯X2A\n2、规格：6W LED IP65 DC24V\n3、L=500mm\n4、详见设计图纸及相关要求","套",null,"6.000"]
[]
["14","030412004004","装饰灯",null,"1、名称：LED洗墙灯X2B\n2、规格：4W LED IP65 DC24V\n3、L=300mm\n4、详见设计图纸及相关要求","套",null,"8.000"]
[]
["15","030412004005","LED灯带",null,"1、名称：LED灯带DD01\n2、规格：10W LED IP65 DC24V\n3、其他：未尽事宜参见设计图纸、相关规范、招标文件、答疑等","m",null,"63.000"]
[]
["16"]
["17"]
["18"]
["19"]
[]
[{"$nulls":3},"测评合格编号:2021JS-02【新点造价软件V10.0安徽版】"]
["E.1 分部分项工程量清单计价表"]
["工程名称：亳州逸合府项目亮化工程-S2#楼",{"$nulls":5},"标段：",{"$nulls":4},"第3页 共3页"]
["序号","项目编码","项目名称",null,"项目特征描述","计量\n单位",null,"工程量","金额（元）"]
[{"$nulls":8},"综合单价","合价","其中"]
[{"$nulls":10},"定额\n人工费",null,"定额\n机械费","暂估价"]
[null,null,"分部小计",{"$nulls":4},""]
{"$rows_empty":38}
[{"$nulls":3},"测评合格编号:2021JS-02【新点造价软件V10.0安徽版】"]

{"sheet":"23.1 E.1 分部分项工程量清单计价表(所有标题)","index":19,"n_rows":50,"n_cols":14,"rows_kept":50,"merged":[[0,0,0,13],[1,0,1,5],[1,6,1,10],[1,11,1,13],[2,0,4,0],[2,1,4,1],[2,2,4,3],[2,4,4,4],[2,5,4,6],[2,7,4,7],[2,8,2,13],[3,8,4,8],[3,9,4,9],[3,10,3,13],[4,10,4,11],[5,2,5,4],[5,5,5,6],[5,10,5,11],[6,0,7,0],[6,1,7,1],[6,2,7,3],[6,4,7,4],[6,5,7,6],[6,7,7,7],[6,8,7,8],[6,9,7,9],[6,10,7,11],[6,12,7,12],[6,13,7,13],[8,2,8,3],[8,5,8,6],[8,10,8,11],[9,2,9,3],[9,5,9,6],[9,10,9,11],[10,0,12,0],[10,1,12,1],[10,2,12,3],[10,4,12,4],[10,5,12,6],[10,7,12,7],[10,8,12,8],[10,9,12,9],[10,10,12,11],[10,12,12,12],[10,13,12,13],[13,2,13,3],[13,5,13,6],[13,10,13,11],[14,2,14,3],[14,5,14,6],[14,10,14,11],[15,2,15,3],[15,5,15,6],[15,10,15,11],[16,2,16,3],[16,5,16,6],[16,10,16,11],[17,0,17,13],[19,3,19,13],[20,0,20,13],[21,0,21,5],[21,6,21,10],[21,11,21,13],[22,0,24,0],[22,1,24,1],[22,2,24,3],[22,4,24,4],[22,5,24,6],[22,7,24,7],[22,8,22,13],[23,8,24,8],[23,9,24,9],[23,10,23,13],[24,10,24,11],[25,2,25,3],[25,5,25,6],[25,10,25,11],[26,2,26,3],[26,5,26,6],[26,10,26,11],[27,0,28,0],[27,1,28,1],[27,2,28,3],[27,4,28,4],[27,5,28,6],[27,7,28,7],[27,8,28,8],[27,9,28,9],[27,10,28,11],[27,12,28,12],[27,13,28,13],[29,0,30,0],[29,1,30,1],[29,2,30,3],[29,4,30,4],[29,5,30,6],[29,7,30,7],[29,8,30,8],[29,9,30,9],[29,10,30,11],[29,12,30,12],[29,13,30,13],[31,0,32,0],[31,1,32,1],[31,2,32,3],[31,4,32,4],[31,5,32,6],[31,7,32,7],[31,8,32,8],[31,9,32,9],[31,10,32,11],[31,12,32,12],[31,13,32,13],[33,2,33,3],[33,5,33,6],[33,10,33,11],[34,2,34,3],[34,5,34,6],[34,10,34,11],[35,2,35,3],[35,5,35,6],[35,10,35,11],[36,2,36,3],[36,5,36,6],[36,10,36,11],[37,2,37,4],[37,5,37,6],[37,10,37,11],[38,2,38,3],[38,5,38,6],[38,10,38,11],[39,2,39,3],[39,5,39,6],[39,10,39,11],[40,2,40,3],[40,5,40,6],[40,10,40,11],[41,2,41,3],[41,5,41,6],[41,10,41,11],[42,2,42,3],[42,5,42,6],[42,10,42,11],[43,2,43,3],[43,5,43,6],[43,10,43,11],[44,2,44,3],[44,5,44,6],[44,10,44,11],[45,2,45,3],[45,5,45,6],[45,10,45,11],[46,2,46,3],[46,5,46,6],[46,10,46,11],[47,2,47,3],[47,5,47,6],[47,10,47,11],[48,0,48,13],[49,3,49,13]],"flags":["formulas_cached_only"]}
["E.1 分部分项工程量清单计价表"]
["工程名称：亳州逸合府项目亮化工程-S3#楼",{"$nulls":5},"标段：",{"$nulls":4},"第1页 共2页"]
["序号","项目编码","项目名称",null,"项目特征描述","计量\n单位",null,"工程量","金额（元）"]
[{"$nulls":8},"综合单价","合价","其中"]
[{"$nulls":10},"定额\n人工费",null,"定额\n机械费","暂估价"]
[null,"1","照明工程",{"$nulls":4},""]
["1","030404017001","配电箱",null,"1、名称：S3配电箱\n2、规格：含时控器、箱体内元器件等\n3、安装方式：壁挂安装\n4、其他：详见设计图纸及相关要求","台",null,"1.000"]
[]
["2","030411003001","桥架",null,"1、名称：铝合金线槽 \n2、型号：MR100*50*1.2mm","m",null,"15.000"]
["3","030411003002","桥架",null,"1、名称：铝合金线槽 \n2、型号：MR50*50*1.2mm","m",null,"125.000"]
["4","030413001001","铁构件",null,"1、名称 ：桥架支撑架\n2、材质：型钢\n3、规格：按设计要求及施工规范执行\n4、其他：具体详见图纸、图集、答疑、招标文件、政府相关文件、规范等其他资料，满足验收要求","t",null,"0.075"]
[]
[]
["5","030408003001","电缆保护管",null,"1、名称：电缆保护管\n2、规格：SC20\n3、敷设方式：明敷","m",null,"15.000"]
["6","WB030509001001","电源设备",null,"1、名称：开关电源 \n2、规格型号：AC220V:DC24V 400W","台",null,"10.000"]
["7","030408001001","电力电缆",null,"1、名称：铜芯电缆\n2、规格：ZR-YJV-3*4 \n3、敷设方式、部位：明敷","m",null,"133.250"]
["8","030408001002","电力电缆",null,"1、名称：铜芯电缆\n2、规格：ZR-YJV-5*4\n3、敷设方式、部位：明敷","m",null,"15.380"]
[]
[]
[{"$nulls":3},"测评合格编号:2021JS-02【新点造价软件V10.0安徽版】"]
["E.1 分部分项工程量清单计价表"]
["工程名称：亳州逸合府项目亮化工程-S3#楼",{"$nulls":5},"标段：",{"$nulls":4},"第2页 共2页"]
["序号","项目编码","项目名称",null,"项目特征描述","计量\n单位",null,"工程量","金额（元）"]
[{"$nulls":8},"综合单价","合价","其中"]
[{"$nulls":10},"定额\n人工费",null,"定额\n机械费","暂估价"]
["9","030411004001","配线",null,"1、名称：护套软电线 \n2、型号：ZR-RVV-2x4 \n3、管内穿线","m",null,"130.000"]
["10","030411004002","配线",null,"1、名称：护套软电线 \n2、型号：ZR-RVV-3*2.5\n3、管内穿线","m",null,"15.000"]
["11","030412004001","装饰灯",null,"1、名称：LED洗墙灯X1\n2、规格：24W LED IP65 DC24V\n3、L=1000mm\n4、详见设计图纸及相关要求","套",null,"127.000"]
[]
["12","030412004002","装饰灯",null,"1、名称：LED洗墙灯X1A\n2、规格：12W LED IP65 DC24V\n3、L=500mm\n4、详见设计图纸及相关要求","套",null,"6.000"]
[]
["13","030412004003","装饰灯",null,"1、名称：LED洗墙灯X1B\n2、规格：8W LED IP65 DC24V\n3、L=300mm\n4、详见设计图纸及相关要求","套",null,"3.000"]
[]
["14"]
["15"]
["16"]
["17"]
[null,null,"分部小计",{"$nulls":4},""]
{"$rows_empty":11}
[{"$nulls":3},"测评合格编号:2021JS-02【新点造价软件V10.0安徽版】"]

{"sheet":"24.1 E.1 分部分项工程量清单计价表(所有标题)","index":20,"n_rows":50,"n_cols":14,"rows_kept":50,"merged":[[0,0,0,13],[1,0,1,5],[1,6,1,10],[1,11,1,13],[2,0,4,0],[2,1,4,1],[2,2,4,3],[2,4,4,4],[2,5,4,6],[2,7,4,7],[2,8,2,13],[3,8,4,8],[3,9,4,9],[3,10,3,13],[4,10,4,11],[5,2,5,4],[5,5,5,6],[5,10,5,11],[6,0,7,0],[6,1,7,1],[6,2,7,3],[6,4,7,4],[6,5,7,6],[6,7,7,7],[6,8,7,8],[6,9,7,9],[6,10,7,11],[6,12,7,12],[6,13,7,13],[8,2,8,3],[8,5,8,6],[8,10,8,11],[9,2,9,3],[9,5,9,6],[9,10,9,11],[10,0,12,0],[10,1,12,1],[10,2,12,3],[10,4,12,4],[10,5,12,6],[10,7,12,7],[10,8,12,8],[10,9,12,9],[10,10,12,11],[10,12,12,12],[10,13,12,13],[13,2,13,3],[13,5,13,6],[13,10,13,11],[14,2,14,3],[14,5,14,6],[14,10,14,11],[15,2,15,3],[15,5,15,6],[15,10,15,11],[16,2,16,3],[16,5,16,6],[16,10,16,11],[17,0,17,13],[19,3,19,13],[20,0,20,13],[21,0,21,5],[21,6,21,10],[21,11,21,13],[22,0,24,0],[22,1,24,1],[22,2,24,3],[22,4,24,4],[22,5,24,6],[22,7,24,7],[22,8,22,13],[23,8,24,8],[23,9,24,9],[23,10,23,13],[24,10,24,11],[25,2,25,3],[25,5,25,6],[25,10,25,11],[26,2,26,3],[26,5,26,6],[26,10,26,11],[27,0,28,0],[27,1,28,1],[27,2,28,3],[27,4,28,4],[27,5,28,6],[27,7,28,7],[27,8,28,8],[27,9,28,9],[27,10,28,11],[27,12,28,12],[27,13,28,13],[29,0,30,0],[29,1,30,1],[29,2,30,3],[29,4,30,4],[29,5,30,6],[29,7,30,7],[29,8,30,8],[29,9,30,9],[29,10,30,11],[29,12,30,12],[29,13,30,13],[31,0,32,0],[31,1,32,1],[31,2,32,3],[31,4,32,4],[31,5,32,6],[31,7,32,7],[31,8,32,8],[31,9,32,9],[31,10,32,11],[31,12,32,12],[31,13,32,13],[33,2,33,3],[33,5,33,6],[33,10,33,11],[34,2,34,3],[34,5,34,6],[34,10,34,11],[35,2,35,3],[35,5,35,6],[35,10,35,11],[36,2,36,3],[36,5,36,6],[36,10,36,11],[37,2,37,4],[37,5,37,6],[37,10,37,11],[38,2,38,3],[38,5,38,6],[38,10,38,11],[39,2,39,3],[39,5,39,6],[39,10,39,11],[40,2,40,3],[40,5,40,6],[40,10,40,11],[41,2,41,3],[41,5,41,6],[41,10,41,11],[42,2,42,3],[42,5,42,6],[42,10,42,11],[43,2,43,3],[43,5,43,6],[43,10,43,11],[44,2,44,3],[44,5,44,6],[44,10,44,11],[45,2,45,3],[45,5,45,6],[45,10,45,11],[46,2,46,3],[46,5,46,6],[46,10,46,11],[47,2,47,3],[47,5,47,6],[47,10,47,11],[48,0,48,13],[49,3,49,13]],"flags":["formulas_cached_only"]}
["E.1 分部分项工程量清单计价表"]
["工程名称：亳州逸合府项目亮化工程-S5#楼",{"$nulls":5},"标段：",{"$nulls":4},"第1页 共2页"]
["序号","项目编码","项目名称",null,"项目特征描述","计量\n单位",null,"工程量","金额（元）"]
[{"$nulls":8},"综合单价","合价","其中"]
[{"$nulls":10},"定额\n人工费",null,"定额\n机械费","暂估价"]
[null,"1","照明工程",{"$nulls":4},""]
["1","030404017001","配电箱",null,"1、名称：S5配电箱\n2、规格：含时控器、箱体内元器件等\n3、安装方式：壁挂安装\n4、其他：详见设计图纸及相关要求","台",null,"1.000"]
[]
["2","030411003001","桥架",null,"1、名称：铝合金线槽 \n2、型号：MR100*50*1.2mm","m",null,"15.000"]
["3","030411003002","桥架",null,"1、名称：铝合金线槽 \n2、型号：MR50*50*1.2mm","m",null,"120.000"]
["4","030413001001","铁构件",null,"1、名称 ：桥架支撑架\n2、材质：型钢\n3、规格：按设计要求及施工规范执行\n4、其他：具体详见图纸、图集、答疑、招标文件、政府相关文件、规范等其他资料，满足验收要求","t",null,"0.073"]
[]
[]
["5","030408003001","电缆保护管",null,"1、名称：电缆保护管\n2、规格：SC20\n3、敷设方式：明敷","m",null,"25.000"]
["6","WB030509001001","电源设备",null,"1、名称：开关电源 \n2、规格型号：AC220V:DC24V 400W","台",null,"16.000"]
["7","030408001001","电力电缆",null,"1、名称：铜芯电缆\n2、规格：ZR-YJV-3*4 \n3、敷设方式、部位：明敷","m",null,"302.380"]
["8","030408001002","电力电缆",null,"1、名称：铜芯电缆\n2、规格：ZR-YJV-5*4\n3、敷设方式、部位：明敷","m",null,"15.380"]
[]
[]
[{"$nulls":3},"测评合格编号:2021JS-02【新点造价软件V10.0安徽版】"]
["E.1 分部分项工程量清单计价表"]
["工程名称：亳州逸合府项目亮化工程-S5#楼",{"$nulls":5},"标段：",{"$nulls":4},"第2页 共2页"]
["序号","项目编码","项目名称",null,"项目特征描述","计量\n单位",null,"工程量","金额（元）"]
[{"$nulls":8},"综合单价","合价","其中"]
[{"$nulls":10},"定额\n人工费",null,"定额\n机械费","暂估价"]
["9","030411004001","配线",null,"1、名称：护套软电线 \n2、型号：ZR-RVV-2x4 \n3、管内穿线","m",null,"113.000"]
["10","030411004002","配线",null,"1、名称：护套软电线 \n2、型号：ZR-RVV-3*2.5\n3、管内穿线","m",null,"25.000"]
["11","030412004001","装饰灯",null,"1、名称：LED洗墙灯X1\n2、规格：24W LED IP65 DC24V\n3、L=1000mm\n4、详见设计图纸及相关要求","套",null,"123.000"]
[]
["12","030412004002","装饰灯",null,"1、名称：LED洗墙灯X1A\n2、规格：12W LED IP65 DC24V\n3、L=500mm\n4、详见设计图纸及相关要求","套",null,"5.000"]
[]
["13","030412004003","装饰灯",null,"1、名称：LED洗墙灯X1B\n2、规格：8W LED IP65 DC24V\n3、L=300mm\n4、详见设计图纸及相关要求","套",null,"8.000"]
[]
["14"]
["15"]
["16"]
["17"]
[null,null,"分部小计",{"$nulls":4},""]
{"$rows_empty":11}
[{"$nulls":3},"测评合格编号:2021JS-02【新点造价软件V10.0安徽版】"]

{"sheet":"25.1 E.1 分部分项工程量清单计价表(所有标题)","index":21,"n_rows":50,"n_cols":14,"rows_kept":50,"merged":[[0,0,0,13],[1,0,1,5],[1,6,1,10],[1,11,1,13],[2,0,4,0],[2,1,4,1],[2,2,4,3],[2,4,4,4],[2,5,4,6],[2,7,4,7],[2,8,2,13],[3,8,4,8],[3,9,4,9],[3,10,3,13],[4,10,4,11],[5,2,5,4],[5,5,5,6],[5,10,5,11],[6,0,7,0],[6,1,7,1],[6,2,7,3],[6,4,7,4],[6,5,7,6],[6,7,7,7],[6,8,7,8],[6,9,7,9],[6,10,7,11],[6,12,7,12],[6,13,7,13],[8,2,8,3],[8,5,8,6],[8,10,8,11],[9,2,9,3],[9,5,9,6],[9,10,9,11],[10,0,12,0],[10,1,12,1],[10,2,12,3],[10,4,12,4],[10,5,12,6],[10,7,12,7],[10,8,12,8],[10,9,12,9],[10,10,12,11],[10,12,12,12],[10,13,12,13],[13,2,13,3],[13,5,13,6],[13,10,13,11],[14,2,14,3],[14,5,14,6],[14,10,14,11],[15,2,15,3],[15,5,15,6],[15,10,15,11],[16,2,16,3],[16,5,16,6],[16,10,16,11],[17,0,17,13],[19,3,19,13],[20,0,20,13],[21,0,21,5],[21,6,21,10],[21,11,21,13],[22,0,24,0],[22,1,24,1],[22,2,24,3],[22,4,24,4],[22,5,24,6],[22,7,24,7],[22,8,22,13],[23,8,24,8],[23,9,24,9],[23,10,23,13],[24,10,24,11],[25,2,25,3],[25,5,25,6],[25,10,25,11],[26,2,26,3],[26,5,26,6],[26,10,26,11],[27,0,28,0],[27,1,28,1],[27,2,28,3],[27,4,28,4],[27,5,28,6],[27,7,28,7],[27,8,28,8],[27,9,28,9],[27,10,28,11],[27,12,28,12],[27,13,28,13],[29,0,30,0],[29,1,30,1],[29,2,30,3],[29,4,30,4],[29,5,30,6],[29,7,30,7],[29,8,30,8],[29,9,30,9],[29,10,30,11],[29,12,30,12],[29,13,30,13],[31,0,32,0],[31,1,32,1],[31,2,32,3],[31,4,32,4],[31,5,32,6],[31,7,32,7],[31,8,32,8],[31,9,32,9],[31,10,32,11],[31,12,32,12],[31,13,32,13],[33,2,33,3],[33,5,33,6],[33,10,33,11],[34,2,34,3],[34,5,34,6],[34,10,34,11],[35,2,35,3],[35,5,35,6],[35,10,35,11],[36,2,36,3],[36,5,36,6],[36,10,36,11],[37,2,37,4],[37,5,37,6],[37,10,37,11],[38,2,38,3],[38,5,38,6],[38,10,38,11],[39,2,39,3],[39,5,39,6],[39,10,39,11],[40,2,40,3],[40,5,40,6],[40,10,40,11],[41,2,41,3],[41,5,41,6],[41,10,41,11],[42,2,42,3],[42,5,42,6],[42,10,42,11],[43,2,43,3],[43,5,43,6],[43,10,43,11],[44,2,44,3],[44,5,44,6],[44,10,44,11],[45,2,45,3],[45,5,45,6],[45,10,45,11],[46,2,46,3],[46,5,46,6],[46,10,46,11],[47,2,47,3],[47,5,47,6],[47,10,47,11],[48,0,48,13],[49,3,49,13]],"flags":["formulas_cached_only"]}
["E.1 分部分项工程量清单计价表"]
["工程名称：亳州逸合府项目亮化工程-S7#楼",{"$nulls":5},"标段：",{"$nulls":4},"第1页 共2页"]
["序号","项目编码","项目名称",null,"项目特征描述","计量\n单位",null,"工程量","金额（元）"]
[{"$nulls":8},"综合单价","合价","其中"]
[{"$nulls":10},"定额\n人工费",null,"定额\n机械费","暂估价"]
[null,"1","照明工程",{"$nulls":4},""]
["1","030404017001","配电箱",null,"1、名称：S7配电箱\n2、规格：含时控器、箱体内元器件等\n3、安装方式：壁挂安装\n4、其他：详见设计图纸及相关要求","台",null,"1.000"]
[]
["2","030411003001","桥架",null,"1、名称：铝合金线槽 \n2、型号：MR100*50*1.2mm","m",null,"15.000"]
["3","030411003002","桥架",null,"1、名称：铝合金线槽 \n2、型号：MR50*50*1.2mm","m",null,"120.000"]
["4","030413001001","铁构件",null,"1、名称 ：桥架支撑架\n2、材质：型钢\n3、规格：按设计要求及施工规范执行\n4、其他：具体详见图纸、图集、答疑、招标文件、政府相关文件、规范等其他资料，满足验收要求","t",null,"0.073"]
[]
[]
["5","030408003001","电缆保护管",null,"1、名称：电缆保护管\n2、规格：SC20\n3、敷设方式：明敷","m",null,"25.000"]
["6","WB030509001001","电源设备",null,"1、名称：开关电源 \n2、规格型号：AC220V:DC24V 400W","台",null,"16.000"]
["7","030408001001","电力电缆",null,"1、名称：铜芯电缆\n2、规格：ZR-YJV-3*4 \n3、敷设方式、部位：明敷","m",null,"302.380"]
["8","030408001002","电力电缆",null,"1、名称：铜芯电缆\n2、规格：ZR-YJV-5*4\n3、敷设方式、部位：明敷","m",null,"15.380"]
[]
[]
[{"$nulls":3},"测评合格编号:2021JS-02【新点造价软件V10.0安徽版】"]
["E.1 分部分项工程量清单计价表"]
["工程名称：亳州逸合府项目亮化工程-S7#楼",{"$nulls":5},"标段：",{"$nulls":4},"第2页 共2页"]
["序号","项目编码","项目名称",null,"项目特征描述","计量\n单位",null,"工程量","金额（元）"]
[{"$nulls":8},"综合单价","合价","其中"]
[{"$nulls":10},"定额\n人工费",null,"定额\n机械费","暂估价"]
["9","030411004001","配线",null,"1、名称：护套软电线 \n2、型号：ZR-RVV-2x4 \n3、管内穿线","m",null,"113.000"]
["10","030411004002","配线",null,"1、名称：护套软电线 \n2、型号：ZR-RVV-3*2.5\n3、管内穿线","m",null,"25.000"]
["11","030412004001","装饰灯",null,"1、名称：LED洗墙灯X1\n2、规格：24W LED IP65 DC24V\n3、L=1000mm\n4、详见设计图纸及相关要求","套",null,"123.000"]
[]
["12","030412004002","装饰灯",null,"1、名称：LED洗墙灯X1A\n2、规格：12W LED IP65 DC24V\n3、L=500mm\n4、详见设计图纸及相关要求","套",null,"5.000"]
[]
["13","030412004003","装饰灯",null,"1、名称：LED洗墙灯X1B\n2、规格：8W LED IP65 DC24V\n3、L=300mm\n4、详见设计图纸及相关要求","套",null,"8.000"]
[]
["14"]
["15"]
["16"]
["17"]
[null,null,"分部小计",{"$nulls":4},""]
{"$rows_empty":11}
[{"$nulls":3},"测评合格编号:2021JS-02【新点造价软件V10.0安徽版】"]

{"sheet":"26.1 E.1 分部分项工程量清单计价表(所有标题)","index":22,"n_rows":80,"n_cols":14,"rows_kept":80,"merged":[[0,0,0,13],[1,0,1,5],[1,6,1,10],[1,11,1,13],[2,0,4,0],[2,1,4,1],[2,2,4,3],[2,4,4,4],[2,5,4,6],[2,7,4,7],[2,8,2,13],[3,8,4,8],[3,9,4,9],[3,10,3,13],[4,10,4,11],[5,2,5,4],[5,5,5,6],[5,10,5,11],[6,0,7,0],[6,1,7,1],[6,2,7,3],[6,4,7,4],[6,5,7,6],[6,7,7,7],[6,8,7,8],[6,9,7,9],[6,10,7,11],[6,12,7,12],[6,13,7,13],[8,2,8,3],[8,5,8,6],[8,10,8,11],[9,2,9,3],[9,5,9,6],[9,10,9,11],[10,2,10,3],[10,5,10,6],[10,10,10,11],[11,0,13,0],[11,1,13,1],[11,2,13,3],[11,4,13,4],[11,5,13,6],[11,7,13,7],[11,8,13,8],[11,9,13,9],[11,10,13,11],[11,12,13,12],[11,13,13,13],[14,2,14,3],[14,5,14,6],[14,10,14,11],[15,2,15,3],[15,5,15,6],[15,10,15,11],[16,2,16,3],[16,5,16,6],[16,10,16,11],[17,2,17,3],[17,5,17,6],[17,10,17,11],[18,2,18,3],[18,5,18,6],[18,10,18,11],[19,0,19,13],[20,3,20,13],[21,0,21,13],[22,0,22,5],[22,6,22,10],[22,11,22,13],[23,0,25,0],[23,1,25,1],[23,2,25,3],[23,4,25,4],[23,5,25,6],[23,7,25,7],[23,8,23,13],[24,8,25,8],[24,9,25,9],[24,10,24,13],[25,10,25,11],[26,2,26,3],[26,5,26,6],[26,10,26,11],[27,2,27,3],[27,5,27,6],[27,10,27,11],[28,2,28,3],[28,5,28,6],[28,10,28,11],[29,2,29,3],[29,5,29,6],[29,10,29,11],[30,0,31,0],[30,1,31,1],[30,2,31,3],[30,4,31,4],[30,5,31,6],[30,7,31,7],[30,8,31,8],[30,9,31,9],[30,10,31,11],[30,12,31,12],[30,13,31,13],[32,0,33,0],[32,1,33,1],[32,2,33,3],[32,4,33,4],[32,5,33,6],[32,7,33,7],[32,8,33,8],[32,9,33,9],[32,10,33,11],[32,12,33,12],[32,13,33,13],[34,0,35,0],[34,1,35,1],[34,2,35,3],[34,4,35,4],[34,5,35,6],[34,7,35,7],[34,8,35,8],[34,9,35,9],[34,10,35,11],[34,12,35,12],[34,13,35,13],[36,0,37,0],[36,1,37,1],[36,2,37,3],[36,4,37,4],[36,5,37,6],[36,7,37,7],[36,8,37,8],[36,9,37,9],[36,10,37,11],[36,12,37,12],[36,13,37,13],[38,2,38,3],[38,5,38,6],[38,10,38,11],[39,2,39,3],[39,5,39,6],[39,10,39,11],[40,2,40,3],[40,5,40,6],[40,10,40,11],[41,0,41,13],[42,3,42,13],[43,0,43,13],[44,0,44,5],[44,6,44,10],[44,11,44,13],[45,0,47,0],[45,1,47,1],[45,2,47,3],[45,4,47,4],[45,5,47,6],[45,7,47,7],[45,8,45,13],[46,8,47,8],[46,9,47,9],[46,10,46,13],[47,10,47,11],[48,0,49,0],[48,1,49,1],[48,2,49,3],[48,4,49,4],[48,5,49,6],[48,7,49,7],[48,8,49,8],[48,9,49,9],[48,10,49,11],[48,12,49,12],[48,13,49,13],[50,2,50,3],[50,5,50,6],[50,10,50,11],[51,2,51,3],[51,5,51,6],[51,10,51,11],[52,2,52,3],[52,5,52,6],[52,10,52,11],[53,2,53,3],[53,5,53,6],[53,10,53,11],[54,2,54,3],[54,5,54,6],[54,10,54,11],[55,2,55,3],[55,5,55,6],[55,10,55,11],[56,2,56,4],[56,5,56,6],[56,10,56,11],[57,2,57,3],[57,5,57,6],[57,10,57,11],[58,2,58,3],[58,5,58,6],[58,10,58,11],[59,2,59,3],[59,5,59,6],[59,10,59,11],[60,2,60,3],[60,5,60,6],[60,10,60,11],[61,2,61,3],[61,5,61,6],[61,10,61,11],[62,2,62,3],[62,5,62,6],[62,10,62,11],[63,2,63,3],[63,5,63,6],[63,10,63,11],[64,2,64,3],[64,5,64,6],[64,10,64,11],[65,2,65,3],[65,5,65,6],[65,10,65,11],[66,2,66,3],[66,5,66,6],[66,10,66,11],[67,2,67,3],[67,5,67,6],[67,10,67,11],[68,2,68,3],[68,5,68,6],[68,10,68,11],[69,2,69,3],[69,5,69,6],[69,10,69,11],[70,2,70,3],[70,5,70,6],[70,10,70,11],[71,2,71,3],[71,5,71,6],[71,10,71,11],[72,2,72,3],[72,5,72,6],[72,10,72,11],[73,2,73,3],[73,5,73,6],[73,10,73,11],[74,2,74,3],[74,5,74,6],[74,10,74,11],[75,2,75,3],[75,5,75,6],[75,10,75,11],[76,2,76,3],[76,5,76,6],[76,10,76,11],[77,0,77,13],[79,3,79,13]],"flags":["formulas_cached_only"]}
["E.1 分部分项工程量清单计价表"]
["工程名称：亳州逸合府项目亮化工程-东大门",{"$nulls":5},"标段：",{"$nulls":4},"第1页 共3页"]
["序号","项目编码","项目名称",null,"项目特征描述","计量\n单位",null,"工程量","金额（元）"]
[{"$nulls":8},"综合单价","合价","其中"]
[{"$nulls":10},"定额\n人工费",null,"定额\n机械费","暂估价"]
[null,"1","照明工程",{"$nulls":4},""]
["1","030404017001","配电箱",null,"1、名称：东大门配电箱\n2、规格：含时控器、箱体内元器件等\n3、安装方式：壁挂安装\n4、其他：详见设计图纸及相关要求","台",null,"1.000"]
[]
["2","030404016001","控制箱",null,"1、名称：开关电源箱\n2、材质：不锈钢","台",null,"1.000"]
["3","030411003001","桥架",null,"1、名称：铝合金线槽 \n2、型号：MR100*50*1.2mm","m",null,"15.000"]
["4","030411003002","桥架",null,"1、名称：铝合金线槽 \n2、型号：MR50*50*1.2mm","m",null,"150.000"]
["5","030413001001","铁构件",null,"1、名称 ：桥架支撑架\n2、材质：型钢\n3、规格：按设计要求及施工规范执行\n4、其他：具体详见图纸、图集、答疑、招标文件、政府相关文件、规范等其他资料，满足验收要求","t",null,"0.089"]
[]
[]
["6","030408003001","电缆保护管",null,"1、名称：电缆保护管\n2、规格：PE20\n3、敷设方式：埋地敷设","m",null,"28.000"]
["7","030408003002","电缆保护管",null,"1、名称：电缆保护管\n2、规格：SC20\n3、敷设方式：明敷","m",null,"15.000"]
["8","WB030509001001","电源设备",null,"1、名称：开关电源 \n2、规格型号：AC220V:DC24V 400W","台",null,"9.000"]
[]
[]
[]
[{"$nulls":3},"测评合格编号:2021JS-02【新点造价软件V10.0安徽版】"]
["E.1 分部分项工程量清单计价表"]
["工程名称：亳州逸合府项目亮化工程-东大门",{"$nulls":5},"标段：",{"$nulls":4},"第2页 共3页"]
["序号","项目编码","项目名称",null,"项目特征描述","计量\n单位",null,"工程量","金额（元）"]
[{"$nulls":8},"综合单价","合价","其中"]
[{"$nulls":10},"定额\n人工费",null,"定额\n机械费","暂估价"]
["9","030408001001","电力电缆",null,"1、名称：铜芯电缆\n2、规格：ZR-YJV-3*4 \n3、敷设方式、部位：明敷","m",null,"15.380"]
["10","030408001002","电力电缆",null,"1、名称：铜芯电缆\n2、规格：ZR-YJV-5*4\n3、敷设方式、部位：明敷","m",null,"15.380"]
["11","030411004001","配线",null,"1、名称：护套软电线 \n2、型号：ZR-RVV-2x4 \n3、管内穿线","m",null,"300.000"]
["12","030411004002","配线",null,"1、名称：护套软电线 \n2、型号：ZR-RVV-3*2.5\n3、管内穿线","m",null,"15.000"]
["13","030412004001","装饰灯",null,"1、名称：LED洗墙灯X1\n2、规格：24W LED IP65 DC24V\n3、L=1000mm\n4、详见设计图纸及相关要求","套",null,"64.000"]
[]
["14","030412004002","装饰灯",null,"1、名称：LED洗墙灯X2\n2、规格：12W LED IP65 DC24V\n3、L=1000mm\n4、详见设计图纸及相关要求","套",null,"66.000"]
[]
["15","030412004003","装饰灯",null,"1、名称：LED洗墙灯X2A\n2、规格：6W LED IP65 DC24V\n3、L=500mm\n4、详见设计图纸及相关要求","套",null,"4.000"]
[]
["16","030412004004","装饰灯",null,"1、名称：LED洗墙灯X2B\n2、规格：4W LED IP65 DC24V\n3、L=300mm\n4、详见设计图纸及相关要求","套",null,"4.000"]
[]
[]
[]
[]
[]
[{"$nulls":3},"测评合格编号:2021JS-02【新点造价软件V10.0安徽版】"]
["E.1 分部分项工程量清单计价表"]
["工程名称：亳州逸合府项目亮化工程-东大门",{"$nulls":5},"标段：",{"$nulls":4},"第3页 共3页"]
["序号","项目编码","项目名称",null,"项目特征描述","计量\n单位",null,"工程量","金额（元）"]
[{"$nulls":8},"综合单价","合价","其中"]
[{"$nulls":10},"定额\n人工费",null,"定额\n机械费","暂估价"]
["17","030412004005","LED灯带",null,"1、名称：LED灯带DD01\n2、规格：10W LED IP65 DC24V\n3、其他：未尽事宜参见设计图纸、相关规范、招标文件、答疑等","m",null,"28.000"]
[]
["18"]
["19"]
["20"]
["21"]
["22"]
["23"]
[null,null,"分部小计",{"$nulls":4},""]
{"$rows_empty":22}
[{"$nulls":3},"测评合格编号:2021JS-02【新点造价软件V10.0安徽版】"]

{"sheet":"27.1 E.1 分部分项工程量清单计价表(所有标题)","index":23,"n_rows":84,"n_cols":14,"rows_kept":84,"merged":[[0,0,0,13],[1,0,1,5],[1,6,1,10],[1,11,1,13],[2,0,4,0],[2,1,4,1],[2,2,4,3],[2,4,4,4],[2,5,4,6],[2,7,4,7],[2,8,2,13],[3,8,4,8],[3,9,4,9],[3,10,3,13],[4,10,4,11],[5,2,5,4],[5,5,5,6],[5,10,5,11],[6,0,7,0],[6,1,7,1],[6,2,7,3],[6,4,7,4],[6,5,7,6],[6,7,7,7],[6,8,7,8],[6,9,7,9],[6,10,7,11],[6,12,7,12],[6,13,7,13],[8,2,8,3],[8,5,8,6],[8,10,8,11],[9,2,9,3],[9,5,9,6],[9,10,9,11],[10,2,10,3],[10,5,10,6],[10,10,10,11],[11,0,13,0],[11,1,13,1],[11,2,13,3],[11,4,13,4],[11,5,13,6],[11,7,13,7],[11,8,13,8],[11,9,13,9],[11,10,13,11],[11,12,13,12],[11,13,13,13],[14,2,14,3],[14,5,14,6],[14,10,14,11],[15,2,15,3],[15,5,15,6],[15,10,15,11],[16,2,16,3],[16,5,16,6],[16,10,16,11],[17,2,17,3],[17,5,17,6],[17,10,17,11],[18,2,18,3],[18,5,18,6],[18,10,18,11],[19,0,19,13],[20,3,20,13],[21,0,21,13],[22,0,22,5],[22,6,22,10],[22,11,22,13],[23,0,25,0],[23,1,25,1],[23,2,25,3],[23,4,25,4],[23,5,25,6],[23,7,25,7],[23,8,23,13],[24,8,25,8],[24,9,25,9],[24,10,24,13],[25,10,25,11],[26,2,26,3],[26,5,26,6],[26,10,26,11],[27,2,27,3],[27,5,27,6],[27,10,27,11],[28,2,28,3],[28,5,28,6],[28,10,28,11],[29,2,29,3],[29,5,29,6],[29,10,29,11],[30,0,31,0],[30,1,31,1],[30,2,31,3],[30,4,31,4],[30,5,31,6],[30,7,31,7],[30,8,31,8],[30,9,31,9],[30,10,31,11],[30,12,31,12],[30,13,31,13],[32,0,33,0],[32,1,33,1],[32,2,33,3],[32,4,33,4],[32,5,33,6],[32,7,33,7],[32,8,33,8],[32,9,33,9],[32,10,33,11],[32,12,33,12],[32,13,33,13],[34,0,35,0],[34,1,35,1],[34,2,35,3],[34,4,35,4],[34,5,35,6],[34,7,35,7],[34,8,35,8],[34,9,35,9],[34,10,35,11],[34,12,35,12],[34,13,35,13],[36,0,37,0],[36,1,37,1],[36,2,37,3],[36,4,37,4],[36,5,37,6],[36,7,37,7],[36,8,37,8],[36,9,37,9],[36,10,37,11],[36,12,37,12],[36,13,37,13],[38,2,38,3],[38,5,38,6],[38,10,38,11],[39,0,39,13],[41,3,41,13],[42,0,42,13],[43,0,43,5],[43,6,43,10],[43,11,43,13],[44,0,46,0],[44,1,46,1],[44,2,46,3],[44,4,46,4],[44,5,46,6],[44,7,46,7],[44,8,44,13],[45,8,46,8],[45,9,46,9],[45,10,45,13],[46,10,46,11],[47,2,47,3],[47,5,47,6],[47,10,47,11],[48,2,48,3],[48,5,48,6],[48,10,48,11],[49,2,49,3],[49,5,49,6],[49,10,49,11],[50,2,50,3],[50,5,50,6],[50,10,50,11],[51,2,51,3],[51,5,51,6],[51,10,51,11],[52,2,52,4],[52,5,52,6],[52,10,52,11],[53,2,53,3],[53,5,53,6],[53,10,53,11],[54,2,54,3],[54,5,54,6],[54,10,54,11],[55,2,55,3],[55,5,55,6],[55,10,55,11],[56,2,56,3],[56,5,56,6],[56,10,56,11],[57,2,57,3],[57,5,57,6],[57,10,57,11],[58,2,58,3],[58,5,58,6],[58,10,58,11],[59,2,59,3],[59,5,59,6],[59,10,59,11],[60,2,60,3],[60,5,60,6],[60,10,60,11],[61,2,61,3],[61,5,61,6],[61,10,61,11],[62,2,62,3],[62,5,62,6],[62,10,62,11],[63,2,63,3],[63,5,63,6],[63,10,63,11],[64,2,64,3],[64,5,64,6],[64,10,64,11],[65,2,65,3],[65,5,65,6],[65,10,65,11],[66,2,66,3],[66,5,66,6],[66,10,66,11],[67,2,67,3],[67,5,67,6],[67,10,67,11],[68,2,68,3],[68,5,68,6],[68,10,68,11],[69,2,69,3],[69,5,69,6],[69,10,69,11],[70,2,70,3],[70,5,70,6],[70,10,70,11],[71,2,71,3],[71,5,71,6],[71,10,71,11],[72,2,72,3],[72,5,72,6],[72,10,72,11],[73,2,73,3],[73,5,73,6],[73,10,73,11],[74,2,74,3],[74,5,74,6],[74,10,74,11],[75,2,75,3],[75,5,75,6],[75,10,75,11],[76,2,76,3],[76,5,76,6],[76,10,76,11],[77,2,77,3],[77,5,77,6],[77,10,77,11],[78,2,78,3],[78,5,78,6],[78,10,78,11],[79,2,79,3],[79,5,79,6],[79,10,79,11],[80,2,80,3],[80,5,80,6],[80,10,80,11],[81,2,81,3],[81,5,81,6],[81,10,81,11],[82,0,82,13],[83,3,83,13]],"flags":["formulas_cached_only"]}
["E.1 分部分项工程量清单计价表"]
["工程名称：亳州逸合府项目亮化工程-人行大门",{"$nulls":5},"标段：",{"$nulls":4},"第1页 共3页"]
["序号","项目编码","项目名称",null,"项目特征描述","计量\n单位",null,"工程量","金额（元）"]
[{"$nulls":8},"综合单价","合价","其中"]
[{"$nulls":10},"定额\n人工费",null,"定额\n机械费","暂估价"]
[null,"1","照明工程",{"$nulls":4},""]
["1","030404017001","配电箱",null,"1、名称：人行大门配电箱\n2、规格：含时控器、箱体内元器件等\n3、安装方式：壁挂安装\n4、其他：详见设计图纸及相关要求","台",null,"1.000"]
[]
["2","030404016001","控制箱",null,"1、名称：开关电源箱\n2、材质：不锈钢","台",null,"2.000"]
["3","030411003001","桥架",null,"1、名称：铝合金线槽 \n2、型号：MR100*50*1.2mm","m",null,"15.000"]
["4","030411003002","桥架",null,"1、名称：铝合金线槽 \n2、型号：MR50*50*1.2mm","m",null,"43.000"]
["5","030413001001","铁构件",null,"1、名称 ：桥架支撑架\n2、材质：型钢\n3、规格：按设计要求及施工规范执行\n4、其他：具体详见图纸、图集、答疑、招标文件、政府相关文件、规范等其他资料，满足验收要求","t",null,"0.032"]
[]
[]
["6","030408003001","电缆保护管",null,"1、名称：电缆保护管\n2、规格：PE20\n3、敷设方式：埋地敷设","m",null,"45.000"]
["7","030408003002","电缆保护管",null,"1、名称：电缆保护管\n2、规格：SC20\n3、敷设方式：明敷","m",null,"15.000"]
["8","WB030509001001","电源设备",null,"1、名称：开关电源 \n2、规格型号：AC220V:DC24V 400W","台",null,"9.000"]
[]
[]
[]
[{"$nulls":3},"测评合格编号:2021JS-02【新点造价软件V10.0安徽版】"]
["E.1 分部分项工程量清单计价表"]
["工程名称：亳州逸合府项目亮化工程-人行大门",{"$nulls":5},"标段：",{"$nulls":4},"第2页 共3页"]
["序号","项目编码","项目名称",null,"项目特征描述","计量\n单位",null,"工程量","金额（元）"]
[{"$nulls":8},"综合单价","合价","其中"]
[{"$nulls":10},"定额\n人工费",null,"定额\n机械费","暂估价"]
["9","030408001001","电力电缆",null,"1、名称：铜芯电缆\n2、规格：ZR-YJV-3*4 \n3、敷设方式、部位：明敷","m",null,"15.380"]
["10","030408001002","电力电缆",null,"1、名称：铜芯电缆\n2、规格：ZR-YJV-5*4\n3、敷设方式、部位：明敷","m",null,"15.380"]
["11","030411004001","配线",null,"1、名称：护套软电线 \n2、型号：ZR-RVV-2x4 \n3、管内穿线","m",null,"129.000"]
["12","030411004002","配线",null,"1、名称：护套软电线 \n2、型号：ZR-RVV-3*2.5\n3、管内穿线","m",null,"15.000"]
["13","030412004001","装饰灯",null,"1、名称：LED线型灯L1\n2、规格：12W LED IP65 DC24V\n3、L=1000mm\n4、详见设计图纸及相关要求","套",null,"40.000"]
[]
["14","030412004002","装饰灯",null,"1、名称：LED洗墙灯X2\n2、规格：12W LED IP65 DC24V\n3、L=1000mm\n4、详见设计图纸及相关要求","套",null,"34.000"]
[]
["15","030412004003","装饰灯",null,"1、名称：LED洗墙灯X2A\n2、规格：6W LED IP65 DC24V\n3、L=500mm\n4、详见设计图纸及相关要求","套",null,"4.000"]
[]
["16","030412004004","装饰灯",null,"1、名称：LED洗墙灯X2B\n2、规格：4W LED IP65 DC24V\n3、L=300mm\n4、详见设计图纸及相关要求","套",null,"2.000"]
[]
["17"]
[]
[]
[{"$nulls":3},"测评合格编号:2021JS-02【新点造价软件V10.0安徽版】"]
["E.1 分部分项工程量清单计价表"]
["工程名称：亳州逸合府项目亮化工程-人行大门",{"$nulls":5},"标段：",{"$nulls":4},"第3页 共3页"]
["序号","项目编码","项目名称",null,"项目特征描述","计量\n单位",null,"工程量","金额（元）"]
[{"$nulls":8},"综合单价","合价","其中"]
[{"$nulls":10},"定额\n人工费",null,"定额\n机械费","暂估价"]
["18"]
["19"]
["20"]
["21"]
["22"]
[null,null,"分部小计",{"$nulls":4},""]
{"$rows_empty":30}
[{"$nulls":3},"测评合格编号:2021JS-02【新点造价软件V10.0安徽版】"]

{"sheet":"28.1 E.1 分部分项工程量清单计价表(所有标题)","index":24,"n_rows":75,"n_cols":14,"rows_kept":75,"merged":[[0,0,0,13],[1,0,1,5],[1,6,1,10],[1,11,1,13],[2,0,4,0],[2,1,4,1],[2,2,4,3],[2,4,4,4],[2,5,4,6],[2,7,4,7],[2,8,2,13],[3,8,4,8],[3,9,4,9],[3,10,3,13],[4,10,4,11],[5,2,5,4],[5,5,5,6],[5,10,5,11],[6,0,7,0],[6,1,7,1],[6,2,7,3],[6,4,7,4],[6,5,7,6],[6,7,7,7],[6,8,7,8],[6,9,7,9],[6,10,7,11],[6,12,7,12],[6,13,7,13],[8,2,8,3],[8,5,8,6],[8,10,8,11],[9,2,9,3],[9,5,9,6],[9,10,9,11],[10,2,10,3],[10,5,10,6],[10,10,10,11],[11,2,11,3],[11,5,11,6],[11,10,11,11],[12,2,12,3],[12,5,12,6],[12,10,12,11],[13,0,15,0],[13,1,15,1],[13,2,15,3],[13,4,15,4],[13,5,15,6],[13,7,15,7],[13,8,15,8],[13,9,15,9],[13,10,15,11],[13,12,15,12],[13,13,15,13],[16,2,16,3],[16,5,16,6],[16,10,16,11],[17,2,17,3],[17,5,17,6],[17,10,17,11],[18,0,18,13],[20,3,20,13],[21,0,21,13],[22,0,22,5],[22,6,22,10],[22,11,22,13],[23,0,25,0],[23,1,25,1],[23,2,25,3],[23,4,25,4],[23,5,25,6],[23,7,25,7],[23,8,23,13],[24,8,25,8],[24,9,25,9],[24,10,24,13],[25,10,25,11],[26,2,26,3],[26,5,26,6],[26,10,26,11],[27,2,27,3],[27,5,27,6],[27,10,27,11],[28,2,28,3],[28,5,28,6],[28,10,28,11],[29,2,29,3],[29,5,29,6],[29,10,29,11],[30,2,30,3],[30,5,30,6],[30,10,30,11],[31,0,32,0],[31,1,32,1],[31,2,32,3],[31,4,32,4],[31,5,32,6],[31,7,32,7],[31,8,32,8],[31,9,32,9],[31,10,32,11],[31,12,32,12],[31,13,32,13],[33,0,34,0],[33,1,34,1],[33,2,34,3],[33,4,34,4],[33,5,34,6],[33,7,34,7],[33,8,34,8],[33,9,34,9],[33,10,34,11],[33,12,34,12],[33,13,34,13],[35,0,36,0],[35,1,36,1],[35,2,36,3],[35,4,36,4],[35,5,36,6],[35,7,36,7],[35,8,36,8],[35,9,36,9],[35,10,36,11],[35,12,36,12],[35,13,36,13],[37,2,37,3],[37,5,37,6],[37,10,37,11],[38,2,38,3],[38,5,38,6],[38,10,38,11],[39,0,39,13],[41,3,41,13],[42,0,42,13],[43,0,43,5],[43,6,43,10],[43,11,43,13],[44,0,46,0],[44,1,46,1],[44,2,46,3],[44,4,46,4],[44,5,46,6],[44,7,46,7],[44,8,44,13],[45,8,46,8],[45,9,46,9],[45,10,45,13],[46,10,46,11],[47,0,48,0],[47,1,48,1],[47,2,48,3],[47,4,48,4],[47,5,48,6],[47,7,48,7],[47,8,48,8],[47,9,48,9],[47,10,48,11],[47,12,48,12],[47,13,48,13],[49,0,50,0],[49,1,50,1],[49,2,50,3],[49,4,50,4],[49,5,50,6],[49,7,50,7],[49,8,50,8],[49,9,50,9],[49,10,50,11],[49,12,50,12],[49,13,50,13],[51,0,52,0],[51,1,52,1],[51,2,52,3],[51,4,52,4],[51,5,52,6],[51,7,52,7],[51,8,52,8],[51,9,52,9],[51,10,52,11],[51,12,52,12],[51,13,52,13],[53,2,53,3],[53,5,53,6],[53,10,53,11],[54,2,54,3],[54,5,54,6],[54,10,54,11],[55,2,55,3],[55,5,55,6],[55,10,55,11],[56,2,56,3],[56,5,56,6],[56,10,56,11],[57,2,57,4],[57,5,57,6],[57,10,57,11],[58,2,58,3],[58,5,58,6],[58,10,58,11],[59,2,59,3],[59,5,59,6],[59,10,59,11],[60,2,60,3],[60,5,60,6],[60,10,60,11],[61,2,61,3],[61,5,61,6],[61,10,61,11],[62,2,62,3],[62,5,62,6],[62,10,62,11],[63,2,63,3],[63,5,63,6],[63,10,63,11],[64,2,64,3],[64,5,64,6],[64,10,64,11],[65,2,65,3],[65,5,65,6],[65,10,65,11],[66,2,66,3],[66,5,66,6],[66,10,66,11],[67,2,67,3],[67,5,67,6],[67,10,67,11],[68,2,68,3],[68,5,68,6],[68,10,68,11],[69,2,69,3],[69,5,69,6],[69,10,69,11],[70,2,70,3],[70,5,70,6],[70,10,70,11],[71,2,71,3],[71,5,71,6],[71,10,71,11],[72,2,72,3],[72,5,72,6],[72,10,72,11],[73,0,73,13],[74,3,74,13]],"flags":["formulas_cached_only"]}
["E.1 分部分项工程量清单计价表"]
["工程名称：亳州逸合府项目亮化工程-幼儿园",{"$nulls":5},"标段：",{"$nulls":4},"第1页 共3页"]
["序号","项目编码","项目名称",null,"项目特征描述","计量\n单位",null,"工程量","金额（元）"]
[{"$nulls":8},"综合单价","合价","其中"]
[{"$nulls":10},"定额\n人工费",null,"定额\n机械费","暂估价"]
[null,"1","照明工程",{"$nulls":4},""]
["1","030404017001","配电箱",null,"1、名称：幼儿园配电箱\n2、规格：含时控器、箱体内元器件等\n3、安装方式：壁挂安装\n4、其他：详见设计图纸及相关要求","台",null,"1.000"]
[]
["2","030404022001","控制器",null,"1、名称：主控器\n2、规格：DMX512控制","台",null,"1.000"]
["3","030404022002","控制器",null,"1、名称：分控器\n2、规格：DMX512控制","台",null,"3.000"]
["4","030404016001","控制箱",null,"1、名称：控制设备箱\n2、材质：不锈钢","台",null,"3.000"]
["5","030411003001","桥架",null,"1、名称：铝合金线槽 \n2、型号：MR100*50*1.2mm","m",null,"15.000"]
["6","030411003002","桥架",null,"1、名称：铝合金线槽 \n2、型号：MR50*50*1.2mm","m",null,"415.000"]
["7","030413001001","铁构件",null,"1、名称 ：桥架支撑架\n2、材质：型钢\n3、规格：按设计要求及施工规范执行\n4、其他：具体详见图纸、图集、答疑、招标文件、政府相关文件、规范等其他资料，满足验收要求","t",null,"0.229"]
[]
[]
["8","030408003001","电缆保护管",null,"1、名称：电缆保护管\n2、规格：SC20\n3、敷设方式：明敷","m",null,"15.000"]
["9","WB030509001001","电源设备",null,"1、名称：开关电源 \n2、规格型号：AC220V:DC24V 400W","台",null,"26.000"]
[]
[]
[{"$nulls":3},"测评合格编号:2021JS-02【新点造价软件V10.0安徽版】"]
["E.1 分部分项工程量清单计价表"]
["工程名称：亳州逸合府项目亮化工程-幼儿园",{"$nulls":5},"标段：",{"$nulls":4},"第2页 共3页"]
["序号","项目编码","项目名称",null,"项目特征描述","计量\n单位",null,"工程量","金额（元）"]
[{"$nulls":8},"综合单价","合价","其中"]
[{"$nulls":10},"定额\n人工费",null,"定额\n机械费","暂估价"]
["10","030408001001","电力电缆",null,"1、名称：铜芯电缆\n2、规格：ZR-YJV-3*4 \n3、敷设方式、部位：明敷","m",null,"344.400"]
["11","030408001002","电力电缆",null,"1、名称：铜芯电缆\n2、规格：ZR-YJV-5*4\n3、敷设方式、部位：明敷","m",null,"15.380"]
["12","030411004001","配线",null,"1、名称：护套软电线 \n2、型号：ZR-RVV-2x4 \n3、管内穿线","m",null,"424.000"]
["13","030411004002","配线",null,"1、名称：护套软电线 \n2、型号：ZR-RVV-3*2.5\n3、管内穿线","m",null,"35.000"]
["14","030502005001","双绞线缆",null,"1、名称：信号线\n2、规格型号：UTP-5E\n3、敷设方式：管内穿线","m",null,"1000.000"]
["15","030412004001","装饰灯",null,"1、名称：LED线型灯L2\n2、规格：12W LED IP65 DC24V\n3、L=1000mm DMX512控制\n4、详见设计图纸及相关要求","套",null,"335.000"]
[]
["16","030412004002","装饰灯",null,"1、名称：LED线型灯L2A\n2、规格：6W LED IP65 DC24V\n3、L= 500mm   DMX512控制\n4、详见设计图纸及相关要求","套",null,"9.000"]
[]
["17","030412004003","装饰灯",null,"1、名称：LED洗墙灯L2B\n2、规格：4W LED IP65 DC24V\n3、L=300mm  DMX512控制\n4、详见设计图纸及相关要求","套",null,"34.000"]
[]
[]
[]
[]
[]
[{"$nulls":3},"测评合格编号:2021JS-02【新点造价软件V10.0安徽版】"]
["E.1 分部分项工程量清单计价表"]
["工程名称：亳州逸合府项目亮化工程-幼儿园",{"$nulls":5},"标段：",{"$nulls":4},"第3页 共3页"]
["序号","项目编码","项目名称",null,"项目特征描述","计量\n单位",null,"工程量","金额（元）"]
[{"$nulls":8},"综合单价","合价","其中"]
[{"$nulls":10},"定额\n人工费",null,"定额\n机械费","暂估价"]
["18","030412004004","装饰灯",null,"1、名称：LED洗墙灯X2\n2、规格：24W LED IP65 DC24V\n3、L=1000mm   DMX512控制\n4、详见设计图纸及相关要求","套",null,"76.000"]
[]
["19","030412004005","装饰灯",null,"1、名称：LED洗墙灯X2A\n2、规格：12W LED IP65 DC24V\n3、L=500mm   DMX512控制\n4、详见设计图纸及相关要求","套",null,"16.000"]
[]
["20","030412004006","装饰灯",null,"1、名称：LED洗墙灯X2B\n2、规格：8W LED IP65 DC24V\n3、L=300mm   DMX512控制\n4、详见设计图纸及相关要求","套",null,"20.000"]
[]
["21"]
["22"]
["23"]
["24"]
[null,null,"分部小计",{"$nulls":4},""]
{"$rows_empty":16}
[{"$nulls":3},"测评合格编号:2021JS-02【新点造价软件V10.0安徽版】"]